## DOE_Test2_JMP
Roof SQFT | Land_Acres | solar_Installed_cost_per_kw | solar_federal_it | solar_om_cost_kw | critical_load | storage_installed_cost_per_kw | charge_efficiency | elec_escalation_rate | om_cost_escalation_rate | ElectricStorage.size_kw | ElectricStorage.initial_capital_cost | ElectricUtility.lifecycle_emissions_tonnes_PM25 | ElectricUtility.lifecycle_emissions_tonnes_SO2 | ElectricUtility.lifecycle_emissions_tonnes_NOx | ElectricUtility.lifecycle_emissions_tonnes_CO2 | ElectricTariff.lifecycle_fixed_cost_after_tax | ElectricTariff.lifecycle_energy_cost_after_tax | Site.total_renewable_energy_fraction | PV.size_kw | PV.annual_energy_produced_kwh | PV.lifecycle_om_cost_after_tax | Financial.lcc | Financial.lifecycle_om_costs_after_tax | Financial.lifecycle_capital_costs_plus_om_after_tax | Financial.lifecycle_emissions_cost_health | Financial.lifecycle_outage_cost | Financial.initial_capital_costs_after_incentives | Financial.lifecycle_storage_capital_costs | Financial.lifecycle_om_costs_before_tax | Financial.lifecycle_emissions_cost_climate | Financial.lifecycle_fuel_costs_after_tax | Financial.lifecycle_capital_costs | Financial.replacements_future_cost_after_tax | Financial.developer_om_and_replacement_present_cost_after_tax
45000 | 7.5 | 500 | 0.4 | 20 | 0.2 | 700 | 0.9999 | 0.01 | 0.1 | 87.9 | 147935 | 1.69 | 18.28 | 18.28 | 26712.87 | 41518.44 | 990386.06 | 0.39965 | 1047.8269 | 1335128.53 | 529838 | 2952903.9479 | 529837.7791 | 673105.9074 | 86.97 | 0 | 113830.3389 | 143268.1283 | 662297.2239 | 896031.83 | 0 | 143268.1283 | 80181.1251 | 559275.5685
50000 | 7.5 | 2750 | 0.2 | 20 | 0.5 | 700 | 0.97495 | 0.01 | 0.1 | 242.21 | 448407 | 2.14 | 22.93 | 22.93 | 33707.7 | 112895.33 | 3394218.81 | 0.24294 | 577.3797 | 714037.28 | 510920 | 8485094.1021 | 510920.0102 | 1793776.3136 | 109.14 | 0 | 1194855.2879 | 435452.6225 | 638650.0128 | 1130660.03 | 0 | 1282856.3034 | 239692.6053 | 598921.0257
40000 | 5 | 500 | 0.2 | 20 | 0.2 | 250 | 0.9999 | 0.01 | 0.01 | 93.87 | 160774 | 1.63 | 17.68 | 17.68 | 25812.32 | 41518.44 | 957281.9 | 0.41981 | 1130.2329 | 1440129.29 | 525444 | 2908573.4168 | 525443.9307 | 681225.8173 | 31.23 | 0 | 123873.5472 | 155781.8867 | 656804.9133 | 865824.71 | 0 | 155781.8867 | 86910.2815 | 557352.2701
45000 | 5 | 5000 | 0.2 | 50 | 0.2 | 250 | 0.9999 | 0.1 | 0.01 | 25.8 | 35070 | 2.82 | 30.05 | 30.05 | 44356.17 | 41518.44 | 1641982.8 | 0.004174 | 9.251 | 11787.46 | 1720 | 3296176.7574 | 1720.3131 | 49016.2053 | 53.14 | 0 | 40065.9834 | 33718.4511 | 2150.3913 | 1487842.31 | 0 | 47295.8923 | 19692.4512 | 8950.222
45000 | 10 | 500 | 0.3 | 20 | 0.2 | 250 | 0.9999 | 0.1 | 0.1 | 25.83 | 36371 | 2.79 | 29.75 | 29.75 | 43897.86 | 41518.44 | 1625029.3 | 0.014454 | 32.0054 | 40781.23 | 40459 | 3291564.6127 | 40459.1584 | 75475.6077 | 141.61 | 0 | 27564.8239 | 35016.4493 | 50573.948 | 1472469.17 | 0 | 35016.4493 | 20296.3511 | 47910.7838
50000 | 10 | 5000 | 0.4 | 20 | 0.8 | 475 | 0.97495 | 0.1 | 0.01 | 254.45 | 731425 | 1.47 | 15.98 | 15.98 | 23321.65 | 112895.33 | 2346006.07 | 0.47688 | 1233.3333 | 1525245.91 | 573375 | 6358538.1675 | 573375.1867 | 1290606.506 | 28.23 | 0 | 580812.999 | 717231.3194 | 716718.9833 | 782279.76 | 0 | 717231.3194 | 371569.1513 | 709793.507
40000 | 5 | 5000 | 0.4 | 50 | 0.8 | 700 | 0.95 | 0.055 | 0.1 | 36.04 | 63128 | 2.83 | 30.1 | 30.1 | 44426.07 | 66084.99 | 2617677.53 | 0.002596 | 5.8782 | 7380.52 | 7431 | 5226331.0038 | 7430.8308 | 81073.8061 | 143.29 | 0 | 61155.4196 | 61208.5255 | 9288.5385 | 1490186.92 | 0 | 73642.9753 | 34012.9571 | 19918.3866
50000 | 10 | 500 | 0.2 | 50 | 0.2 | 700 | 0.95 | 0.01 | 0.01 | 93.87 | 160774 | 1.63 | 17.68 | 17.68 | 25812.32 | 41518.44 | 957281.9 | 0.41981 | 1130.2329 | 1440129.29 | 525444 | 2908573.4168 | 525443.9307 | 681225.8173 | 31.23 | 0 | 123873.5472 | 155781.8867 | 656804.9133 | 865824.71 | 0 | 155781.8867 | 86910.2815 | 557352.2701
45000 | 10 | 500 | 0.4 | 50 | 0.8 | 700 | 0.97495 | 0.01 | 0.01 | 258.44 | 754153 | 1.4 | 15.22 | 15.22 | 22201.38 | 112895.33 | 2232236.87 | 0.50234 | 1333.3333 | 1648914.3 | 619865 | 6260363.7243 | 619865.0667 | 1359579.2548 | 26.89 | 0 | 599254.583 | 739714.1882 | 774831.3333 | 744702.49 | 0 | 739714.1882 | 382576.5936 | 760324.6719
50000 | 5 | 2750 | 0.2 | 35 | 0.2 | 475 | 0.9999 | 0.1 | 0.1 | 147.43 | 247506 | 1.28 | 14.09 | 14.09 | 20444.86 | 41518.44 | 759472.07 | 0.54021 | 2031.1074 | 2588013.36 | 377704 | 2499111.2226 | 377703.7507 | 617377.2665 | 24.87 | 0 | 190404.8183 | 239673.5158 | 472129.6884 | 685783.56 | 0 | 239673.5158 | 134195.5251 | 426972.4483
50000 | 5 | 2750 | 0.4 | 50 | 0.2 | 475 | 0.9999 | 0.055 | 0.01 | 36.64 | 64243 | 2.82 | 30.02 | 30.02 | 44300.13 | 66084.99 | 2610262.85 | 0.00542 | 12.2872 | 15427.69 | 5712 | 5219651.4196 | 5712.2889 | 93993.6567 | 53.07 | 0 | 75575.5676 | 62289.6893 | 7140.3612 | 1485962.65 | 0 | 88281.3677 | 34607.4001 | 18418.0891
50000 | 5 | 5000 | 0.2 | 50 | 0.5 | 475 | 0.9999 | 0.01 | 0.055 | 38.81 | 68582 | 2.81 | 29.98 | 29.98 | 44244.73 | 66084.99 | 2606976.06 | 0.006672 | 15.0353 | 18877.93 | 4893 | 5217312.8729 | 4892.9381 | 103212.7922 | 53.01 | 0 | 84770.6636 | 66514.8217 | 6116.1727 | 1484104.4 | 0 | 98319.8541 | 36904.583 | 18442.1286
40000 | 10 | 500 | 0.4 | 20 | 0.5 | 700 | 0.95 | 0.01 | 0.1 | 100.62 | 167804 | 2.41 | 25.77 | 25.77 | 37934.58 | 66084.99 | 2235534.6 | 0.1482 | 339.7545 | 426589.12 | 157951 | 5108165.7615 | 157951.4464 | 662186.9373 | 45.55 | 0 | 470798.484 | 162461.7219 | 197439.3081 | 1272442.34 | 0 | 504235.4909 | 91073.9864 | 191388.4533
45000 | 10 | 5000 | 0.2 | 50 | 0.2 | 700 | 0.9999 | 0.01 | 0.1 | 234.26 | 585042 | 1.68 | 18.17 | 18.17 | 26583.05 | 112895.33 | 2675109.02 | 0.4034 | 1013.1642 | 1252965.85 | 512310 | 8181236.0834 | 512310.4423 | 2571475.5896 | 86.45 | 0 | 1948491.7118 | 572172.9464 | 640388.0529 | 891677.21 | 0 | 2059165.1472 | 301446.568 | 622983.8778
40000 | 5 | 5000 | 0.2 | 50 | 0.8 | 250 | 0.95 | 0.1 | 0.1 | 57.4 | 85515 | 2.11 | 22.62 | 22.62 | 33207.8 | 41518.44 | 1230201.69 | 0.25398 | 606.7617 | 773128.49 | 448992 | 3156387.2487 | 448991.7356 | 531485.0759 | 63.38 | 0 | 65142.4826 | 82493.3404 | 561239.6695 | 1113891.64 | 0 | 82493.3404 | 47259.3671 | 466342.5933
40000 | 7.5 | 5000 | 0.4 | 50 | 0.5 | 700 | 0.9999 | 0.01 | 0.1 | 171.59 | 262303 | 2.74 | 29.2 | 29.2 | 43090.86 | 112895.33 | 4337035.53 | 0.032639 | 75.2388 | 93046.91 | 55675 | 8814742.0343 | 55675.2482 | 531244.6414 | 81.84 | 0 | 422576.8613 | 253249.4248 | 69594.0603 | 1445399.88 | 0 | 475569.3932 | 144338.3122 | 108667.7801
50000 | 5 | 5000 | 0.2 | 50 | 0.2 | 700 | 0.9999 | 0.1 | 0.01 | 255.56 | 727872 | 1.48 | 16 | 16 | 23359.95 | 112895.33 | 2349997.92 | 0.476 | 1233.3333 | 1525245.91 | 912642 | 6701624.5373 | 912642.4933 | 1626274.9329 | 44.82 | 0 | 577757.7651 | 713632.4396 | 1140803.1167 | 783564.42 | 0 | 713632.4396 | 370088.3968 | 1048517.1678
45000 | 10 | 500 | 0.2 | 20 | 0.8 | 250 | 0.97495 | 0.1 | 0.01 | 20.29 | 28833 | 2.83 | 30.13 | 30.13 | 44474.86 | 41518.44 | 1646384.54 | 0.001505 | 3.3464 | 4263.65 | 622 | 3300133.593 | 622.3021 | 35468.7478 | 53.28 | 0 | 28948.8013 | 27767.5512 | 777.8776 | 1491823.64 | 0 | 34846.4457 | 16063.6982 | 6519.9465
50000 | 10 | 5000 | 0.3 | 20 | 0.5 | 700 | 0.95 | 0.1 | 0.01 | 18.65 | 25585 | 2.83 | 30.16 | 30.16 | 44519.35 | 41518.44 | 1648034.88 | 0.000505 | 1.1457 | 1459.53 | 533 | 3301538.5649 | 532.6437 | 28043.7866 | 53.33 | 0 | 22245.57 | 24606.6236 | 665.8047 | 1493315.73 | 0 | 27511.1429 | 14342.0945 | 5798.2166
40000 | 5 | 5000 | 0.2 | 50 | 0.8 | 250 | 0.9999 | 0.01 | 0.01 | 213.68 | 526361 | 1.28 | 13.88 | 13.88 | 20241.74 | 66084.99 | 1193405.11 | 0.54592 | 1714.9386 | 2153245.05 | 797273 | 4092837.7371 | 797272.9112 | 1311913.3747 | 24.52 | 0 | 414919.2853 | 514640.4635 | 996591.139 | 678970.19 | 0 | 514640.4635 | 271615.3772 | 896994.0894
50000 | 10 | 2750 | 0.2 | 20 | 0.2 | 700 | 0.95 | 0.1 | 0.1 | 18.64 | 25578 | 2.83 | 30.16 | 30.16 | 44519.88 | 41518.44 | 1648052.11 | 0.000494 | 1.1155 | 1421.85 | 825 | 3302256.9991 | 825.484 | 28722.5812 | 84.54 | 0 | 22632.9584 | 24600.8103 | 1031.8551 | 1493333.78 | 0 | 27897.0972 | 14338.1883 | 6089.6228
45000 | 7.5 | 2750 | 0.4 | 50 | 0.2 | 700 | 0.9999 | 0.1 | 0.1 | 233.41 | 369252 | 2.37 | 25.33 | 25.33 | 37296.58 | 112895.33 | 3754581.52 | 0.16255 | 376.5546 | 465679.91 | 190406 | 8615163.824 | 190406.3172 | 1343855.6918 | 120.55 | 0 | 1079263.5404 | 356903.9294 | 238007.8965 | 1251041.81 | 0 | 1153449.3746 | 202063.5306 | 264592.1514
50000 | 5 | 500 | 0.4 | 20 | 0.5 | 700 | 0.9999 | 0.1 | 0.1 | 257.06 | 724892 | 1.48 | 16.03 | 16.03 | 23398.21 | 112895.33 | 2353957.52 | 0.47511 | 1233.3333 | 1525245.91 | 623640 | 6416574.3549 | 623639.8347 | 1334223.0237 | 76.25 | 0 | 575136.3043 | 710583.189 | 779549.7933 | 784847.87 | 0 | 710583.189 | 368923.2052 | 759086.7194
50000 | 10 | 5000 | 0.2 | 20 | 0.8 | 700 | 0.9999 | 0.055 | 0.1 | 18.63 | 25571 | 2.83 | 30.16 | 30.16 | 44520.35 | 41518.44 | 1648067.86 | 0.000485 | 1.0869 | 1385.1 | 804 | 3302182.725 | 804.3036 | 28611.3092 | 84.54 | 0 | 22544.2273 | 24595.2954 | 1005.3795 | 1493349.56 | 0 | 27807.0055 | 14334.4826 | 6067.0819
50000 | 5 | 5000 | 0.3 | 50 | 0.2 | 700 | 0.9999 | 0.01 | 0.1 | 86.61 | 162862 | 2.79 | 29.75 | 29.75 | 43905.67 | 112895.33 | 4419374.71 | 0.014287 | 33.0334 | 40852.11 | 41759 | 8844198.5836 | 41758.6164 | 297589.2643 | 141.63 | 0 | 223938.1917 | 158221.788 | 52198.2705 | 1472731.29 | 0 | 255830.6479 | 86867.0196 | 73651.0726
45000 | 5 | 5000 | 0.2 | 20 | 0.2 | 700 | 0.95 | 0.01 | 0.01 | 232.38 | 321021 | 2.63 | 28.03 | 28.03 | 41339.39 | 112895.33 | 4160288.57 | 0.072051 | 165.4061 | 204555.05 | 30759 | 8746573.1122 | 30758.8407 | 828351.0645 | 49.56 | 0 | 731602.0489 | 308840.7582 | 38448.5508 | 1386650.11 | 0 | 797592.2239 | 179740.6188 | 96749.0156
40000 | 5 | 500 | 0.2 | 35 | 0.2 | 700 | 0.9999 | 0.01 | 0.1 | 93.87 | 160774 | 1.63 | 17.68 | 17.68 | 25812.32 | 41518.44 | 957281.9 | 0.41981 | 1130.2329 | 1440129.29 | 525444 | 2908573.4168 | 525443.9307 | 681225.8173 | 31.23 | 0 | 123873.5472 | 155781.8867 | 656804.9133 | 865824.71 | 0 | 155781.8867 | 86910.2815 | 557352.2701
40000 | 5 | 500 | 0.4 | 50 | 0.2 | 700 | 0.95 | 0.01 | 0.1 | 257.06 | 724892 | 1.48 | 16.03 | 16.03 | 23398.21 | 112895.33 | 2353957.52 | 0.47511 | 1233.3333 | 1525245.91 | 1559100 | 7352034.1069 | 1559099.5867 | 2269682.7757 | 76.25 | 0 | 575136.3043 | 710583.189 | 1948874.4833 | 784847.87 | 0 | 710583.189 | 368923.2052 | 1694546.4714
40000 | 10 | 500 | 0.4 | 50 | 0.2 | 700 | 0.95 | 0.1 | 0.01 | 33.21 | 57442 | 2.83 | 30.13 | 30.13 | 44474.76 | 66084.99 | 2620561.09 | 0.001498 | 3.4492 | 4330.45 | 3052 | 5228806.4775 | 3052.1846 | 68919.4402 | 143.45 | 0 | 54483.5186 | 55675.3382 | 3815.2308 | 1491820.08 | 0 | 65867.2556 | 31006.4329 | 14435.9216
50000 | 7.5 | 2750 | 0.4 | 35 | 0.2 | 250 | 0.9999 | 0.01 | 0.01 | 19.27 | 26794 | 2.83 | 30.16 | 30.16 | 44509.72 | 41518.44 | 1647679.21 | 0.00072 | 1.6248 | 2070.11 | 755 | 3300982.1883 | 755.354 | 29978.1028 | 53.32 | 0 | 23720.7418 | 25785.7873 | 944.1925 | 1492992.83 | 0 | 29222.7488 | 14986.0815 | 6257.361
40000 | 10 | 500 | 0.2 | 50 | 0.8 | 250 | 0.9999 | 0.01 | 0.1 | 25.83 | 36371 | 2.79 | 29.75 | 29.75 | 43897.86 | 41518.44 | 1625029.3 | 0.014454 | 32.0054 | 40781.23 | 40459 | 3291564.6127 | 40459.1584 | 75475.6077 | 141.61 | 0 | 27564.8239 | 35016.4493 | 50573.948 | 1472469.17 | 0 | 35016.4493 | 20296.3511 | 47910.7838
40000 | 5 | 2750 | 0.3 | 35 | 0.2 | 700 | 0.95 | 0.1 | 0.01 | 255.56 | 727872 | 1.48 | 16 | 16 | 23359.95 | 112895.33 | 2349997.92 | 0.476 | 1233.3333 | 1525245.91 | 229350 | 6018332.1186 | 229350.0747 | 942982.5142 | 28.27 | 0 | 577757.7651 | 713632.4396 | 286687.5933 | 783564.42 | 0 | 713632.4396 | 370088.3968 | 365224.7491
50000 | 5 | 5000 | 0.2 | 20 | 0.2 | 700 | 0.95 | 0.1 | 0.055 | 254.45 | 731425 | 1.47 | 15.98 | 15.98 | 23321.65 | 112895.33 | 2346006.07 | 0.47688 | 1233.3333 | 1525245.91 | 573375 | 6358538.1675 | 573375.1867 | 1290606.506 | 28.23 | 0 | 580812.999 | 717231.3194 | 716718.9833 | 782279.76 | 0 | 717231.3194 | 371569.1513 | 709793.507
45000 | 7.5 | 5000 | 0.3 | 50 | 0.8 | 700 | 0.95 | 0.01 | 0.1 | 19.29 | 26883 | 2.83 | 30.16 | 30.16 | 44511.34 | 41518.44 | 1647738.8 | 0.000684 | 1.5448 | 1968.35 | 781 | 3301046.9096 | 781.1575 | 29921.0549 | 143.56 | 0 | 23622.0191 | 25872.0045 | 976.4469 | 1493047.21 | 0 | 29139.8974 | 15029.311 | 6299.0358
45000 | 10 | 5000 | 0.4 | 20 | 0.8 | 475 | 0.95 | 0.01 | 0.01 | 87.45 | 147550 | 1.69 | 18.28 | 18.28 | 26708.54 | 41518.44 | 990233.57 | 0.39974 | 1048.6704 | 1336203.63 | 530264 | 2953175.3236 | 530264.2954 | 673169.5979 | 86.96 | 0 | 113555.6945 | 142905.3025 | 662830.3692 | 895886.5 | 0 | 142905.3025 | 79940.9412 | 559613.9034
40000 | 5 | 2750 | 0.2 | 50 | 0.2 | 250 | 0.95 | 0.01 | 0.01 | 99.3 | 169625 | 1.57 | 17.02 | 17.02 | 24832.74 | 41518.44 | 921561.55 | 0.44156 | 1233.3333 | 1571498.73 | 229350 | 2567556.9227 | 229350.0747 | 393697.5589 | 30.07 | 0 | 130668.8926 | 164347.4843 | 286687.5933 | 832966.57 | 0 | 164347.4843 | 91732.0026 | 263028.6663
40000 | 5 | 500 | 0.2 | 50 | 0.8 | 475 | 0.97495 | 0.1 | 0.1 | 207.88 | 305191 | 2.71 | 28.82 | 28.82 | 42526.19 | 112895.33 | 4280004.33 | 0.045355 | 104.0601 | 128689.97 | 52618 | 8792063.9179 | 52618.4147 | 654353.8649 | 137.2 | 0 | 539660.4471 | 294252.5928 | 65773.0184 | 1426459.29 | 0 | 601735.4502 | 169076.6765 | 114693.4178
50000 | 10 | 2750 | 0.2 | 50 | 0.8 | 700 | 0.97495 | 0.1 | 0.01 | 240.46 | 341162 | 2.45 | 26.19 | 26.19 | 38593.85 | 112895.33 | 3884939.03 | 0.13347 | 307.7578 | 380600.22 | 389047 | 8656844.8846 | 389047.387 | 1169265.9247 | 124.68 | 0 | 710419.1545 | 328531.1369 | 486309.2338 | 1294556.33 | 0 | 780218.5377 | 190115.9428 | 458846.7702
50000 | 10 | 5000 | 0.4 | 35 | 0.8 | 700 | 0.95 | 0.01 | 0.1 | 224.88 | 314976 | 2.53 | 26.98 | 26.98 | 39777.52 | 112895.33 | 4003710.71 | 0.10698 | 244.7838 | 302720.47 | 181135 | 8685734.9437 | 181135.2472 | 1002111.9197 | 75.63 | 0 | 756388.911 | 303172.751 | 226419.059 | 1334260.19 | 0 | 820976.6726 | 175920.7978 | 245723.0087
50000 | 7.5 | 5000 | 0.3 | 35 | 0.8 | 700 | 0.95 | 0.1 | 0.1 | 86.61 | 162862 | 2.79 | 29.75 | 29.75 | 43905.67 | 112895.33 | 4419374.71 | 0.014287 | 33.0334 | 40852.11 | 41759 | 8844198.5836 | 41758.6164 | 297589.2643 | 141.63 | 0 | 223938.1917 | 158221.788 | 52198.2705 | 1472731.29 | 0 | 255830.6479 | 86867.0196 | 73651.0726
40000 | 5 | 5000 | 0.2 | 20 | 0.8 | 700 | 0.95 | 0.1 | 0.1 | 314.59 | 999513 | 1.17 | 12.78 | 12.78 | 18613.47 | 112895.33 | 1863272.36 | 0.58484 | 1650 | 2040531.63 | 306833 | 5550777.8867 | 306833.208 | 1288580.8375 | 22.58 | 0 | 797007.0128 | 981747.6295 | 383541.51 | 624352.88 | 0 | 981747.6295 | 503186.9179 | 491573.8247
40000 | 5 | 2750 | 0.2 | 20 | 0.2 | 700 | 0.95 | 0.01 | 0.055 | 36.64 | 64283 | 2.82 | 30.06 | 30.06 | 44363.84 | 66084.99 | 2614005.77 | 0.003994 | 9.0218 | 11327.5 | 2936 | 5222227.1067 | 2935.9634 | 88134.43 | 53.15 | 0 | 72486.5986 | 62327.2096 | 3669.9542 | 1488099.53 | 0 | 85198.4666 | 34623.9274 | 15647.8314
45000 | 10 | 500 | 0.3 | 50 | 0.2 | 700 | 0.9999 | 0.055 | 0.01 | 35.74 | 62523 | 2.83 | 30.1 | 30.1 | 44429.39 | 66084.99 | 2617888.51 | 0.002515 | 5.7215 | 7183.68 | 2660 | 5226775.0141 | 2659.9261 | 80189.0122 | 53.23 | 0 | 65158.3295 | 60622.8213 | 3324.9076 | 1490298.21 | 0 | 77529.0862 | 33694.8258 | 15030.6827
50000 | 10 | 500 | 0.4 | 20 | 0.5 | 250 | 0.97495 | 0.01 | 0.1 | 33.5 | 58040 | 2.83 | 30.14 | 30.14 | 44488.08 | 66084.99 | 2621340.17 | 0.001201 | 2.739 | 3439.1 | 3463 | 5229571.9819 | 3462.5021 | 67810.6455 | 143.49 | 0 | 52849.2451 | 56254.7028 | 4328.1276 | 1492267.07 | 0 | 64348.1434 | 31320.1033 | 14961.4004
40000 | 5 | 5000 | 0.4 | 20 | 0.8 | 250 | 0.95 | 0.1 | 0.1 | 227.57 | 387239 | 2.31 | 24.65 | 24.65 | 36275.19 | 112895.33 | 3651919.74 | 0.18544 | 433.5188 | 536126.51 | 201542 | 8602778.2489 | 201542.3904 | 1493727.2354 | 43.57 | 0 | 1215256.7848 | 375140.0211 | 251927.988 | 1216781.48 | 0 | 1292184.845 | 209532.6637 | 278470.4506
40000 | 5 | 500 | 0.4 | 50 | 0.8 | 250 | 0.95 | 0.01 | 0.055 | 16.57 | 23319 | 2.83 | 30.17 | 30.17 | 44523.82 | 41518.44 | 1648195.87 | 0.000407 | 0.9144 | 1165.55 | 1156 | 3302716.9725 | 1155.9856 | 26306.0301 | 143.6 | 0 | 20372.499 | 22447.981 | 1444.982 | 1493465.89 | 0 | 25150.0445 | 13012.831 | 5933.5311
40000 | 10 | 2750 | 0.2 | 50 | 0.2 | 250 | 0.97495 | 0.055 | 0.1 | 113.51 | 214727 | 2.04 | 21.94 | 21.94 | 32194.69 | 66084.99 | 1898293.72 | 0.27675 | 669.2988 | 840359.59 | 846084 | 5003433.1914 | 846083.918 | 1054728.5879 | 104.41 | 0 | 166629.7427 | 208644.6699 | 1057604.8974 | 1079908.84 | 0 | 208644.6699 | 114438.0814 | 888098.8452
50000 | 10 | 5000 | 0.4 | 50 | 0.5 | 250 | 0.9999 | 0.01 | 0.01 | 18.65 | 25585 | 2.83 | 30.16 | 30.16 | 44519.35 | 41518.44 | 1648034.88 | 0.000505 | 1.1457 | 1459.53 | 579 | 3302066.1781 | 579.3377 | 28571.3997 | 143.59 | 0 | 22726.4892 | 24606.6236 | 724.1721 | 1493315.73 | 0 | 27992.0621 | 14342.0945 | 5844.9106
40000 | 10 | 5000 | 0.2 | 20 | 0.8 | 700 | 0.95 | 0.01 | 0.01 | 366.41 | 1273967 | 0.95 | 10.35 | 10.35 | 15054.46 | 112895.33 | 1501236.59 | 0.66574 | 2066.6667 | 2555817.35 | 1045018 | 5914655.6424 | 1045018.1013 | 2298050.9174 | 49.21 | 0 | 1019314.9392 | 1253032.8161 | 1306272.6267 | 504972.88 | 0 | 1253032.8161 | 636588.641 | 1278735.9782
50000 | 5 | 5000 | 0.4 | 50 | 0.2 | 700 | 0.95 | 0.1 | 0.1 | 19 | 26170 | 2.83 | 30.16 | 30.16 | 44514.17 | 41518.44 | 1647842.92 | 0.000621 | 1.4042 | 1789.32 | 1775 | 3301206.0968 | 1775.0718 | 29009.8655 | 143.57 | 0 | 21852.4398 | 25173.92 | 2218.8397 | 1493142.05 | 0 | 27234.7937 | 14660.1767 | 7157.4257
40000 | 5 | 500 | 0.3 | 20 | 0.2 | 250 | 0.95 | 0.055 | 0.01 | 25.83 | 35111 | 2.82 | 30.06 | 30.06 | 44370.14 | 41518.44 | 1642501.83 | 0.003859 | 8.5696 | 10919.66 | 1594 | 3296271.2183 | 1593.5914 | 47928.3836 | 53.16 | 0 | 39096.5121 | 33757.4923 | 1991.9892 | 1488310.97 | 0 | 46334.7922 | 19715.2523 | 8831.8715
45000 | 5 | 500 | 0.4 | 20 | 0.2 | 700 | 0.9999 | 0.1 | 0.01 | 232.99 | 322333 | 2.63 | 28.01 | 28.01 | 41314.53 | 112895.33 | 4157841.95 | 0.072599 | 166.1968 | 205533.57 | 30906 | 8744233.4757 | 30905.8842 | 832107.1979 | 49.53 | 0 | 734960.0996 | 310113.3573 | 38632.3553 | 1385816.39 | 0 | 801201.3137 | 180424.3862 | 97147.0983
50000 | 10 | 500 | 0.3 | 35 | 0.8 | 700 | 0.95 | 0.01 | 0.01 | 261.68 | 654776 | 1.59 | 17.2 | 17.2 | 25141.31 | 112895.33 | 2530526.79 | 0.43568 | 1110.3032 | 1373096.91 | 361325 | 7994644.9809 | 361325.0506 | 2631286.532 | 30.39 | 0 | 2146120.8454 | 640401.0601 | 451656.3133 | 843316.68 | 0 | 2269961.4813 | 337310.7064 | 485165.6866
40000 | 5 | 5000 | 0.3 | 20 | 0.8 | 250 | 0.9999 | 0.1 | 0.01 | 356.47 | 1216509 | 1.01 | 10.97 | 10.97 | 15981.47 | 112895.33 | 1595639.8 | 0.64462 | 1920.5877 | 2375163.96 | 1699517 | 6680886.0236 | 1699517.2265 | 2895714.4979 | 52.18 | 0 | 972685.8082 | 1196197.2714 | 2124396.5331 | 536067.6 | 0 | 1196197.2714 | 608788.9405 | 1923028.6897
40000 | 10 | 2750 | 0.4 | 50 | 0.2 | 475 | 0.95 | 0.055 | 0.055 | 19 | 26185 | 2.83 | 30.16 | 30.16 | 44514.72 | 41518.44 | 1647859.88 | 0.000611 | 1.3742 | 1750.69 | 256 | 3301131.947 | 255.5489 | 28930.3452 | 53.33 | 0 | 23289.272 | 25191.0106 | 319.4361 | 1493160.41 | 0 | 28674.7964 | 14668.8122 | 5641.0733
50000 | 10 | 500 | 0.3 | 50 | 0.8 | 250 | 0.97495 | 0.1 | 0.1 | 258.44 | 754153 | 1.4 | 15.22 | 15.22 | 22201.38 | 112895.33 | 2232236.87 | 0.50234 | 1333.3333 | 1648914.3 | 619865 | 6260363.7243 | 619865.0667 | 1359579.2548 | 26.89 | 0 | 599254.583 | 739714.1882 | 774831.3333 | 744702.49 | 0 | 739714.1882 | 382576.5936 | 760324.6719
50000 | 5 | 2750 | 0.4 | 50 | 0.8 | 475 | 0.9999 | 0.1 | 0.1 | 86.61 | 162862 | 2.79 | 29.75 | 29.75 | 43905.67 | 112895.33 | 4419374.71 | 0.014287 | 33.0334 | 40852.11 | 41759 | 8844198.5836 | 41758.6164 | 297589.2643 | 141.63 | 0 | 223938.1917 | 158221.788 | 52198.2705 | 1472731.29 | 0 | 255830.6479 | 86867.0196 | 73651.0726
50000 | 5 | 500 | 0.2 | 50 | 0.2 | 700 | 0.9999 | 0.01 | 0.01 | 33.54 | 58108 | 2.83 | 30.13 | 30.13 | 44466.27 | 66084.99 | 2620046.39 | 0.001694 | 3.8469 | 4829.97 | 3404 | 5228400.1359 | 3404.1024 | 71098.3219 | 143.42 | 0 | 56180.3998 | 56327.171 | 4255.128 | 1491535.53 | 0 | 67694.2195 | 31360.7454 | 14917.9221
50000 | 10 | 5000 | 0.2 | 50 | 0.8 | 250 | 0.95 | 0.1 | 0.01 | 87.45 | 147550 | 1.69 | 18.28 | 18.28 | 26708.54 | 41518.44 | 990233.57 | 0.39974 | 1048.6704 | 1336203.63 | 530264 | 2953175.3236 | 530264.2954 | 673169.5979 | 86.96 | 0 | 113555.6945 | 142905.3025 | 662830.3692 | 895886.5 | 0 | 142905.3025 | 79940.9412 | 559613.9034
50000 | 10 | 5000 | 0.4 | 20 | 0.2 | 250 | 0.95 | 0.1 | 0.1 | 234.27 | 363394 | 2.38 | 25.43 | 25.43 | 37453.64 | 112895.33 | 3770383.9 | 0.15902 | 368.1113 | 455238.02 | 190677 | 8619760.3178 | 190676.624 | 1320382.1748 | 71.27 | 0 | 1056464.4937 | 351020.6002 | 238345.78 | 1256310.21 | 0 | 1129705.5507 | 199490.1955 | 263917.6811
50000 | 5 | 2750 | 0.4 | 20 | 0.8 | 475 | 0.95 | 0.055 | 0.1 | 235.4 | 334635 | 2.67 | 28.4 | 28.4 | 41895.8 | 112895.33 | 4216227.28 | 0.059575 | 136.5707 | 168894.61 | 63492 | 8787059.4382 | 63491.5454 | 789313.1477 | 50.21 | 0 | 657379.3112 | 322274.7168 | 79364.4318 | 1405313.9 | 0 | 725821.6023 | 186419.5654 | 131933.8364
40000 | 5 | 500 | 0.4 | 50 | 0.8 | 700 | 0.95 | 0.01 | 0.01 | 19.26 | 26787 | 2.83 | 30.16 | 30.16 | 44510.6 | 41518.44 | 1647707.63 | 0.000703 | 1.5706 | 2001.32 | 794 | 3300922.8455 | 794.205 | 29894.5386 | 143.56 | 0 | 23600.1989 | 25777.8578 | 992.7563 | 1493022.37 | 0 | 29100.3336 | 14980.9818 | 6294.3397
50000 | 10 | 5000 | 0.4 | 20 | 0.2 | 700 | 0.9999 | 0.1 | 0.1 | 240.53 | 449766 | 2.08 | 22.26 | 22.26 | 32704.2 | 112895.33 | 3293618.55 | 0.26538 | 637.0802 | 787868.49 | 118471 | 8455932.3721 | 118471.1211 | 1903012.0251 | 39.35 | 0 | 1696395.4614 | 436892.3007 | 148088.9014 | 1096999.44 | 0 | 1784540.904 | 240085.9886 | 206616.5637
45000 | 10 | 5000 | 0.2 | 20 | 0.8 | 700 | 0.9999 | 0.1 | 0.01 | 235.4 | 334635 | 2.67 | 28.4 | 28.4 | 41895.8 | 112895.33 | 4216227.28 | 0.059575 | 136.5707 | 168894.61 | 63492 | 8787059.4382 | 63491.5454 | 789313.1477 | 50.21 | 0 | 657379.3112 | 322274.7168 | 79364.4318 | 1405313.9 | 0 | 725821.6023 | 186419.5654 | 131933.8364
50000 | 10 | 500 | 0.2 | 20 | 0.2 | 475 | 0.97495 | 0.1 | 0.1 | 257.06 | 724892 | 1.48 | 16.03 | 16.03 | 23398.21 | 112895.33 | 2353957.52 | 0.47511 | 1233.3333 | 1525245.91 | 573375 | 6366309.7069 | 573375.1867 | 1283958.3757 | 28.32 | 0 | 575136.3043 | 710583.189 | 716718.9833 | 784847.87 | 0 | 710583.189 | 368923.2052 | 708822.0714
50000 | 5 | 2750 | 0.2 | 50 | 0.5 | 250 | 0.95 | 0.01 | 0.01 | 179.5 | 409700 | 1.46 | 15.91 | 15.91 | 23201.12 | 66084.99 | 1369450.15 | 0.47864 | 1333.3333 | 1674108.38 | 619865 | 4131664.0908 | 619865.0667 | 1019789.6736 | 28.1 | 0 | 321638.3798 | 399924.6069 | 774831.3333 | 778237.02 | 0 | 399924.6069 | 213231.9684 | 698151.2938
50000 | 5 | 5000 | 0.4 | 50 | 0.8 | 250 | 0.9999 | 0.01 | 0.01 | 380.31 | 1355732 | 0.89 | 9.75 | 9.75 | 14153.34 | 112895.33 | 1409544.88 | 0.68623 | 2166.6667 | 2679486.65 | 1007281 | 5786825.1041 | 1007280.7333 | 2341208.4293 | 17.21 | 0 | 1085696.7768 | 1333927.696 | 1259100.9167 | 474746.39 | 0 | 1333927.696 | 676118.5136 | 1255511.6526
45000 | 5 | 5000 | 0.2 | 50 | 0.8 | 475 | 0.95 | 0.055 | 0.01 | 18.63 | 25571 | 2.83 | 30.16 | 30.16 | 44520.35 | 41518.44 | 1648067.86 | 0.000485 | 1.0869 | 1385.1 | 1374 | 3301839.9616 | 1374.0205 | 28268.5458 | 143.59 | 0 | 21631.7471 | 24595.2954 | 1717.5256 | 1493349.56 | 0 | 26894.5253 | 14334.4826 | 6636.7987
50000 | 10 | 500 | 0.4 | 50 | 0.8 | 250 | 0.9999 | 0.01 | 0.1 | 87.9 | 147935 | 1.69 | 18.28 | 18.28 | 26712.87 | 41518.44 | 990386.06 | 0.39965 | 1047.8269 | 1335128.53 | 529838 | 2952903.9479 | 529837.7791 | 673105.9074 | 86.97 | 0 | 113830.3389 | 143268.1283 | 662297.2239 | 896031.83 | 0 | 143268.1283 | 80181.1251 | 559275.5685
50000 | 10 | 5000 | 0.4 | 50 | 0.8 | 475 | 0.97495 | 0.01 | 0.055 | 20.29 | 28833 | 2.83 | 30.13 | 30.13 | 44474.86 | 41518.44 | 1646384.54 | 0.001505 | 3.3464 | 4263.65 | 622 | 3300133.593 | 622.3021 | 35468.7478 | 53.28 | 0 | 28948.8013 | 27767.5512 | 777.8776 | 1491823.64 | 0 | 34846.4457 | 16063.6982 | 6519.9465
50000 | 10 | 500 | 0.2 | 50 | 0.2 | 250 | 0.9999 | 0.01 | 0.1 | 18.64 | 25578 | 2.83 | 30.16 | 30.16 | 44519.88 | 41518.44 | 1648052.11 | 0.000494 | 1.1155 | 1421.85 | 363 | 3301794.5471 | 363.032 | 28260.1292 | 53.33 | 0 | 22632.9584 | 24600.8103 | 453.79 | 1493333.78 | 0 | 27897.0972 | 14338.1883 | 5627.1708
50000 | 5 | 5000 | 0.4 | 20 | 0.8 | 250 | 0.97495 | 0.1 | 0.1 | 228.02 | 390349 | 2.31 | 24.69 | 24.69 | 36337.12 | 112895.33 | 3658162.7 | 0.18405 | 429.0655 | 530619.32 | 199472 | 8598815.8416 | 199472.0486 | 1485323.3568 | 43.64 | 0 | 1208373.8314 | 378226.8166 | 249340.0607 | 1218858.79 | 0 | 1285851.3083 | 211029.1365 | 276949.5255
50000 | 10 | 500 | 0.3 | 50 | 0.5 | 700 | 0.9999 | 0.01 | 0.1 | 21.12 | 28709 | 2.83 | 30.09 | 30.09 | 44412.02 | 41518.44 | 1644055.71 | 0.002917 | 6.4686 | 8241.8 | 3271 | 3298590.2074 | 3270.8552 | 40364.6199 | 143.25 | 0 | 31175.766 | 27600.0363 | 4088.569 | 1489715.73 | 0 | 37093.7647 | 16119.1381 | 9188.8539
40000 | 5 | 5000 | 0.2 | 20 | 0.2 | 250 | 0.95 | 0.01 | 0.1 | 101.57 | 173039 | 1.54 | 16.75 | 16.75 | 24416.29 | 41518.44 | 906317.47 | 0.45085 | 1283.3333 | 1635208.51 | 238648 | 2557331.1889 | 238648.0507 | 406292.7427 | 29.58 | 0 | 133273.877 | 167644.692 | 298310.0633 | 818997.59 | 0 | 167644.692 | 93617.4448 | 273018.8657
45000 | 5 | 500 | 0.4 | 35 | 0.8 | 475 | 0.97495 | 0.01 | 0.1 | 25.95 | 36675 | 2.79 | 29.76 | 29.76 | 43911.45 | 41518.44 | 1625528.54 | 0.014151 | 31.3013 | 39883.27 | 39569 | 3291400.2444 | 39569.053 | 74877.2847 | 141.66 | 0 | 27800.5003 | 35308.2318 | 49461.3162 | 1472925.15 | 0 | 35308.2318 | 20449.1699 | 47076.7844
40000 | 5 | 5000 | 0.4 | 50 | 0.2 | 475 | 0.9999 | 0.1 | 0.1 | 207.88 | 305191 | 2.71 | 28.82 | 28.82 | 42526.19 | 112895.33 | 4280004.33 | 0.045355 | 104.0601 | 128689.97 | 52618 | 8792063.9179 | 52618.4147 | 654353.8649 | 137.2 | 0 | 539660.4471 | 294252.5928 | 65773.0184 | 1426459.29 | 0 | 601735.4502 | 169076.6765 | 114693.4178
50000 | 10 | 500 | 0.4 | 20 | 0.8 | 250 | 0.95 | 0.1 | 0.1 | 256.98 | 727556 | 1.48 | 16.09 | 16.09 | 23478.9 | 112895.33 | 2362045.66 | 0.4733 | 1223.7257 | 1513364.59 | 227563 | 7828286.3774 | 227563.4411 | 2736837.5533 | 28.42 | 0 | 2373380.6245 | 713246.8001 | 284454.3013 | 787554.58 | 0 | 2509274.1122 | 370139.6395 | 363456.9288
40000 | 10 | 2750 | 0.4 | 20 | 0.8 | 700 | 0.97495 | 0.01 | 0.1 | 87.35 | 149275 | 1.7 | 18.44 | 18.44 | 26943.42 | 41518.44 | 998830.67 | 0.3945 | 1026.6057 | 1308088.98 | 531768 | 2965800.7924 | 531767.644 | 676401.3001 | 51.65 | 0 | 114997.0745 | 144633.6562 | 664709.555 | 903765.14 | 0 | 144633.6562 | 80722.5853 | 561404.2256
40000 | 7.5 | 5000 | 0.2 | 20 | 0.2 | 250 | 0.95 | 0.01 | 0.01 | 235.4 | 334635 | 2.67 | 28.4 | 28.4 | 41895.8 | 112895.33 | 4216227.28 | 0.059575 | 136.5707 | 168894.61 | 63492 | 8787059.4382 | 63491.5454 | 789313.1477 | 50.21 | 0 | 657379.3112 | 322274.7168 | 79364.4318 | 1405313.9 | 0 | 725821.6023 | 186419.5654 | 131933.8364
40000 | 10 | 500 | 0.4 | 50 | 0.8 | 700 | 0.9999 | 0.1 | 0.1 | 33.36 | 45347 | 2.76 | 29.41 | 29.41 | 43392.64 | 41518.44 | 1606337.36 | 0.025788 | 57.0673 | 72714.8 | 10612 | 3287931.095 | 10612.2033 | 111613.6046 | 52 | 0 | 91653.7736 | 43594.9517 | 13265.2541 | 1455522.69 | 0 | 101001.4014 | 25460.5841 | 19959.831
45000 | 10 | 500 | 0.2 | 50 | 0.5 | 250 | 0.95 | 0.055 | 0.01 | 236.38 | 334716 | 2.66 | 28.32 | 28.32 | 41777.21 | 112895.33 | 4204273.78 | 0.062241 | 142.646 | 176408.23 | 180324 | 8781523.6928 | 180323.7799 | 804370.2556 | 134.81 | 0 | 555542.457 | 322300.005 | 225404.7249 | 1401336.19 | 0 | 624046.4757 | 186587.696 | 248827.7986
45000 | 7.5 | 2750 | 0.2 | 50 | 0.2 | 700 | 0.95 | 0.1 | 0.01 | 25.83 | 36371 | 2.79 | 29.75 | 29.75 | 43897.86 | 41518.44 | 1625029.3 | 0.014454 | 32.0054 | 40781.23 | 40459 | 3291564.6127 | 40459.1584 | 75475.6077 | 141.61 | 0 | 27564.8239 | 35016.4493 | 50573.948 | 1472469.17 | 0 | 35016.4493 | 20296.3511 | 47910.7838
40000 | 10 | 5000 | 0.2 | 50 | 0.8 | 250 | 0.95 | 0.055 | 0.055 | 231.05 | 327360 | 2.66 | 28.35 | 28.35 | 41818.69 | 112895.33 | 4208396.66 | 0.061318 | 141.4585 | 174939.53 | 178823 | 8786399.2339 | 178822.5957 | 793282.8946 | 134.94 | 0 | 547467.9893 | 315225.8487 | 223528.2446 | 1402727.33 | 0 | 614460.2989 | 182470.1811 | 245814.9053
40000 | 7.5 | 5000 | 0.4 | 20 | 0.8 | 250 | 0.9999 | 0.01 | 0.055 | 17.89 | 24688 | 2.83 | 30.16 | 30.16 | 44520.55 | 41518.44 | 1648079.25 | 0.000478 | 1.0853 | 1383.21 | 1372 | 3302452.4418 | 1371.9723 | 27871.5452 | 143.59 | 0 | 21424.142 | 23748.2105 | 1714.9653 | 1493356.02 | 0 | 26499.5729 | 13824.1957 | 6447.4032
50000 | 5 | 2750 | 0.3 | 50 | 0.8 | 250 | 0.95 | 0.1 | 0.01 | 16.57 | 23319 | 2.83 | 30.17 | 30.17 | 44523.82 | 41518.44 | 1648195.87 | 0.000407 | 0.9144 | 1165.55 | 1156 | 3302716.9725 | 1155.9856 | 26306.0301 | 143.6 | 0 | 20372.499 | 22447.981 | 1444.982 | 1493465.89 | 0 | 25150.0445 | 13012.831 | 5933.5311
45000 | 10 | 5000 | 0.4 | 20 | 0.8 | 700 | 0.95 | 0.1 | 0.1 | 18.41 | 25077 | 2.83 | 30.16 | 30.16 | 44518.74 | 41518.44 | 1648007.87 | 0.000521 | 1.1672 | 1486.86 | 1033 | 3301426.1314 | 1032.8453 | 27613.5346 | 143.59 | 0 | 21413.1227 | 24111.6591 | 1291.0566 | 1493295.51 | 0 | 26580.6894 | 14075.1502 | 6200.4119
40000 | 10 | 5000 | 0.3 | 50 | 0.5 | 250 | 0.9999 | 0.1 | 0.1 | 326.11 | 1048102 | 1.12 | 12.21 | 12.21 | 17792.87 | 112895.33 | 1780778.51 | 0.60329 | 1750 | 2164200.93 | 1548565 | 6699075.0689 | 1548565.13 | 2578231.4559 | 58.09 | 0 | 836134.5642 | 1029666.3259 | 1935706.4125 | 596827.55 | 0 | 1029666.3259 | 527131.7832 | 1742096.8917
40000 | 10 | 5000 | 0.3 | 50 | 0.5 | 475 | 0.95 | 0.1 | 0.01 | 147.43 | 247506 | 1.28 | 14.09 | 14.09 | 20444.86 | 41518.44 | 759472.07 | 0.54021 | 2031.1074 | 2588013.36 | 377704 | 2499111.2226 | 377703.7507 | 617377.2665 | 24.87 | 0 | 190404.8183 | 239673.5158 | 472129.6884 | 685783.56 | 0 | 239673.5158 | 134195.5251 | 426972.4483
50000 | 10 | 500 | 0.3 | 20 | 0.8 | 700 | 0.9999 | 0.1 | 0.1 | 44.14 | 74153 | 2.81 | 29.92 | 29.92 | 44149.89 | 66084.99 | 2601379.15 | 0.008804 | 19.826 | 24893.58 | 3687 | 5214908.9482 | 3686.835 | 117435.2849 | 52.9 | 0 | 98988.5518 | 71809.4697 | 4608.5437 | 1480923.04 | 0 | 113748.45 | 40202.2458 | 18446.7332
50000 | 5 | 5000 | 0.4 | 20 | 0.2 | 700 | 0.97495 | 0.055 | 0.1 | 376.2 | 1331845 | 0.91 | 9.99 | 9.99 | 14519.73 | 112895.33 | 1446714.54 | 0.67792 | 2116.6667 | 2617652 | 393614 | 5217648.8411 | 393614.3173 | 1703914.9317 | 17.64 | 0 | 1066311.2178 | 1310300.6144 | 492017.8967 | 487036.27 | 0 | 1310300.6144 | 664565.674 | 637603.7139
50000 | 10 | 5000 | 0.2 | 20 | 0.5 | 250 | 0.95 | 0.01 | 0.01 | 254.45 | 731425 | 1.47 | 15.98 | 15.98 | 23321.65 | 112895.33 | 2346006.07 | 0.47688 | 1233.3333 | 1525245.91 | 1559100 | 7344262.5675 | 1559099.5867 | 2276330.906 | 76 | 0 | 580812.999 | 717231.3194 | 1948874.4833 | 782279.76 | 0 | 717231.3194 | 371569.1513 | 1695517.907
50000 | 5 | 5000 | 0.3 | 50 | 0.8 | 700 | 0.9999 | 0.1 | 0.01 | 231.17 | 599464 | 1.65 | 17.87 | 17.87 | 26127.37 | 112895.33 | 2629409.69 | 0.4136 | 1044.0831 | 1291203.38 | 923903 | 8099121.7571 | 923903.2381 | 2560906.5458 | 85 | 0 | 1524050.7311 | 586714.8138 | 1154879.0476 | 876392.47 | 0 | 1637003.3077 | 307654.3747 | 1036855.8147
40000 | 7.5 | 5000 | 0.2 | 50 | 0.5 | 250 | 0.95 | 0.01 | 0.1 | 18.63 | 25571 | 2.83 | 30.16 | 30.16 | 44520.35 | 41518.44 | 1648067.86 | 0.000485 | 1.0869 | 1385.1 | 505 | 3301883.7318 | 505.3104 | 28312.3159 | 53.33 | 0 | 22544.2273 | 24595.2954 | 631.638 | 1493349.56 | 0 | 27807.0055 | 14334.4826 | 5768.0886
45000 | 10 | 5000 | 0.2 | 35 | 0.2 | 250 | 0.97495 | 0.01 | 0.1 | 19.85 | 27715 | 2.83 | 30.14 | 30.14 | 44478.67 | 41518.44 | 1646529.71 | 0.001417 | 3.1695 | 4038.45 | 2805 | 3300505.7607 | 2804.6937 | 34131.5874 | 143.46 | 0 | 25640.3249 | 26675.074 | 3505.8671 | 1491951.43 | 0 | 31326.8937 | 15488.7812 | 8491.2624
50000 | 7.5 | 5000 | 0.4 | 20 | 0.2 | 475 | 0.95 | 0.1 | 0.01 | 19.26 | 26787 | 2.83 | 30.16 | 30.16 | 44510.6 | 41518.44 | 1647707.63 | 0.000703 | 1.5706 | 2001.32 | 794 | 3300922.8455 | 794.205 | 29894.5386 | 143.56 | 0 | 23600.1989 | 25777.8578 | 992.7563 | 1493022.37 | 0 | 29100.3336 | 14980.9818 | 6294.3397
50000 | 10 | 500 | 0.2 | 20 | 0.8 | 700 | 0.95 | 0.01 | 0.1 | 106.93 | 176171 | 1.48 | 16.15 | 16.15 | 23542.94 | 41518.44 | 874182.41 | 0.47042 | 1406.9778 | 1792754.4 | 457872 | 2733290.0505 | 457871.5889 | 628373.8314 | 28.53 | 0 | 135331.5045 | 170502.2425 | 572339.4862 | 789702.66 | 0 | 170502.2425 | 95796.2334 | 493042.3269
40000 | 7.5 | 500 | 0.4 | 50 | 0.2 | 250 | 0.97495 | 0.01 | 0.1 | 207.88 | 305191 | 2.71 | 28.82 | 28.82 | 42526.19 | 112895.33 | 4280004.33 | 0.045355 | 104.0601 | 128689.97 | 52618 | 8792063.9179 | 52618.4147 | 654353.8649 | 137.2 | 0 | 539660.4471 | 294252.5928 | 65773.0184 | 1426459.29 | 0 | 601735.4502 | 169076.6765 | 114693.4178
50000 | 5 | 500 | 0.4 | 50 | 0.2 | 250 | 0.9999 | 0.1 | 0.01 | 240.99 | 339303 | 2.46 | 26.25 | 26.25 | 38674.69 | 112895.33 | 3893098.96 | 0.13165 | 302.5753 | 374190.41 | 382496 | 8652761.2206 | 382495.9618 | 1153229.7443 | 124.93 | 0 | 701221.0196 | 326652.6434 | 478119.9522 | 1297268.03 | 0 | 770733.7825 | 189335.2612 | 452008.7247
40000 | 7.5 | 5000 | 0.3 | 20 | 0.2 | 700 | 0.97495 | 0.01 | 0.1 | 93.25 | 159925 | 1.63 | 17.68 | 17.68 | 25821.05 | 41518.44 | 957611.62 | 0.41961 | 1130.1386 | 1440009.63 | 525400 | 2908891.2068 | 525400.0879 | 680364.2829 | 31.24 | 0 | 123231.1283 | 154964.195 | 656750.1098 | 866117.44 | 0 | 154964.195 | 86432.8825 | 557133.1545
50000 | 10 | 500 | 0.4 | 50 | 0.2 | 700 | 0.9999 | 0.01 | 0.01 | 18.63 | 25571 | 2.83 | 30.16 | 30.16 | 44520.35 | 41518.44 | 1648067.86 | 0.000485 | 1.0869 | 1385.1 | 202 | 3301580.5455 | 202.1242 | 28009.1297 | 53.33 | 0 | 22544.2273 | 24595.2954 | 252.6552 | 1493349.56 | 0 | 27807.0055 | 14334.4826 | 5464.9024
50000 | 10 | 2750 | 0.2 | 20 | 0.8 | 250 | 0.9999 | 0.01 | 0.01 | 239.99 | 341933 | 2.45 | 26.13 | 26.13 | 38507.38 | 112895.33 | 3876279.54 | 0.1354 | 312.3389 | 386264.7 | 58082 | 8653521.8819 | 58082.3936 | 1179219.6041 | 46.21 | 0 | 1051231.085 | 329325.4365 | 72602.992 | 1291656.01 | 0 | 1121137.2105 | 190406.6817 | 127988.5191
50000 | 10 | 500 | 0.2 | 50 | 0.8 | 250 | 0.95 | 0.01 | 0.1 | 372.36 | 1309507 | 0.93 | 10.19 | 10.19 | 14817.55 | 112895.33 | 1476841.62 | 0.67119 | 2066.6667 | 2555817.35 | 384316 | 5241930.0151 | 384316.3413 | 1672512.2956 | 17.99 | 0 | 1048175.1909 | 1288195.9543 | 480395.4267 | 497026.23 | 0 | 1288195.9543 | 653756.1165 | 624337.1047
40000 | 5 | 500 | 0.3 | 50 | 0.2 | 475 | 0.9999 | 0.1 | 0.01 | 232.12 | 323009 | 2.64 | 28.14 | 28.14 | 41503.43 | 112895.33 | 4176715.71 | 0.068385 | 157.5535 | 194843.86 | 51273 | 8771430.0861 | 51272.5189 | 827652.7193 | 49.75 | 0 | 710068.6616 | 310831.9322 | 64090.6486 | 1392152.56 | 0 | 776380.2004 | 180615.933 | 117584.0577
50000 | 10 | 5000 | 0.4 | 50 | 0.2 | 250 | 0.9999 | 0.055 | 0.1 | 25.82 | 35099 | 2.82 | 30.06 | 30.06 | 44366.01 | 41518.44 | 1642352.48 | 0.003949 | 8.7837 | 11191.97 | 6500 | 3297179.7362 | 6499.8004 | 49080.9737 | 84.25 | 0 | 35345.5243 | 33745.2213 | 8124.7505 | 1488172.47 | 0 | 42581.1733 | 19708.0857 | 13735.4494
45000 | 5 | 500 | 0.3 | 50 | 0.8 | 250 | 0.9999 | 0.01 | 0.01 | 372.36 | 1309507 | 0.93 | 10.19 | 10.19 | 14817.55 | 112895.33 | 1476841.62 | 0.67119 | 2066.6667 | 2555817.35 | 1045018 | 5902631.7751 | 1045018.1013 | 2333214.0556 | 48.44 | 0 | 1048175.1909 | 1288195.9543 | 1306272.6267 | 497026.23 | 0 | 1288195.9543 | 653756.1165 | 1285038.8647
50000 | 5 | 500 | 0.4 | 50 | 0.2 | 700 | 0.95 | 0.1 | 0.01 | 238.19 | 457708 | 1.98 | 21.27 | 21.27 | 31221.4 | 112895.33 | 3144180.48 | 0.29873 | 727.095 | 899188.23 | 538036 | 8394063.6317 | 538036.0172 | 2050101.7581 | 59.6 | 0 | 1422698.0865 | 444929.1946 | 672545.0215 | 1047261.6 | 0 | 1512065.7409 | 243414.9858 | 627403.6716
40000 | 10 | 500 | 0.2 | 20 | 0.8 | 250 | 0.95 | 0.01 | 0.01 | 20.02 | 27454 | 2.83 | 30.11 | 30.11 | 44441.89 | 41518.44 | 1645162.36 | 0.002246 | 4.9843 | 6350.72 | 4411 | 3299445.4185 | 4410.6197 | 36978.1857 | 143.34 | 0 | 26917.0383 | 26402.8895 | 5513.2746 | 1490717.69 | 0 | 32567.566 | 15390.6147 | 10061.1474
50000 | 7.5 | 5000 | 0.4 | 50 | 0.8 | 700 | 0.95 | 0.055 | 0.01 | 18.63 | 25571 | 2.83 | 30.16 | 30.16 | 44520.35 | 41518.44 | 1648067.86 | 0.000485 | 1.0869 | 1385.1 | 550 | 3301471.7894 | 549.6082 | 27900.3735 | 143.59 | 0 | 22087.9871 | 24595.2954 | 687.0102 | 1493349.56 | 0 | 27350.7654 | 14334.4826 | 5812.3864
40000 | 5 | 5000 | 0.4 | 35 | 0.8 | 475 | 0.9999 | 0.055 | 0.01 | 224.44 | 313628 | 2.53 | 26.97 | 26.97 | 39750.44 | 112895.33 | 4000938.85 | 0.10759 | 247.0826 | 305563.69 | 182836 | 8689945.1297 | 182836.2729 | 1007351.175 | 75.58 | 0 | 760177.4076 | 301848.3277 | 228545.3412 | 1333351.94 | 0 | 824514.9021 | 175239.1332 | 247173.7674
50000 | 7.5 | 2750 | 0.2 | 20 | 0.8 | 250 | 0.97495 | 0.1 | 0.1 | 113.85 | 215735 | 2.04 | 21.93 | 21.93 | 32171.82 | 66084.99 | 1896948.05 | 0.27727 | 670.4063 | 841749.53 | 847484 | 5003008.7805 | 847483.9414 | 1057116.3113 | 104.34 | 0 | 167430.1357 | 209632.37 | 1059354.9267 | 1079141.84 | 0 | 209632.37 | 114948.2586 | 889686.1756
45000 | 5 | 500 | 0.2 | 50 | 0.2 | 250 | 0.97495 | 0.01 | 0.055 | 206.96 | 304202 | 2.71 | 28.83 | 28.83 | 42547.46 | 112895.33 | 4282150.99 | 0.044876 | 102.9662 | 127336.49 | 53335 | 8793334.4121 | 53335.0837 | 650895.2452 | 80.82 | 0 | 535699.4068 | 293309.6958 | 66668.8547 | 1427172.71 | 0 | 597560.1614 | 168493.1176 | 115195.8384
50000 | 5 | 5000 | 0.2 | 50 | 0.8 | 250 | 0.97495 | 0.1 | 0.055 | 20.63 | 28041 | 2.83 | 30.09 | 30.09 | 44411.99 | 41518.44 | 1644054.62 | 0.002918 | 6.4809 | 8257.82 | 3277 | 3298717.9261 | 3277.0695 | 39751.3108 | 143.25 | 0 | 30692.9484 | 26962.4757 | 4096.3369 | 1489714.53 | 0 | 36474.2413 | 15746.7861 | 9058.3625
40000 | 5 | 500 | 0.4 | 50 | 0.2 | 700 | 0.97495 | 0.1 | 0.055 | 18.63 | 25571 | 2.83 | 30.16 | 30.16 | 44520.35 | 41518.44 | 1648067.86 | 0.000485 | 1.0869 | 1385.1 | 505 | 3301883.7318 | 505.3104 | 28312.3159 | 53.33 | 0 | 22544.2273 | 24595.2954 | 631.638 | 1493349.56 | 0 | 27807.0055 | 14334.4826 | 5768.0886
40000 | 10 | 5000 | 0.4 | 20 | 0.2 | 700 | 0.9999 | 0.01 | 0.01 | 235.4 | 334635 | 2.67 | 28.4 | 28.4 | 41895.8 | 112895.33 | 4216227.28 | 0.059575 | 136.5707 | 168894.61 | 63492 | 8787059.4382 | 63491.5454 | 789313.1477 | 50.21 | 0 | 657379.3112 | 322274.7168 | 79364.4318 | 1405313.9 | 0 | 725821.6023 | 186419.5654 | 131933.8364
50000 | 5 | 5000 | 0.3 | 50 | 0.2 | 700 | 0.95 | 0.01 | 0.01 | 242.9 | 591565 | 1.17 | 12.72 | 12.72 | 18508.11 | 66084.99 | 1090116.55 | 0.58536 | 2066.6667 | 2594868.18 | 384316 | 3550750.2529 | 384316.3413 | 962571.25 | 22.46 | 0 | 466042.0546 | 578254.9087 | 480395.4267 | 620819.04 | 0 | 578254.9087 | 305639.5567 | 496529.1954
40000 | 10 | 500 | 0.4 | 50 | 0.8 | 475 | 0.9999 | 0.055 | 0.01 | 260.45 | 678250 | 1.55 | 16.81 | 16.81 | 24566.67 | 112895.33 | 2472462.95 | 0.44864 | 1147.6744 | 1419312.63 | 849257 | 7937712.7324 | 849256.5402 | 2667632.5264 | 47.09 | 0 | 1690633.9273 | 663880.5272 | 1061570.6753 | 824041.67 | 0 | 1818375.9862 | 347937.1998 | 976998.599
40000 | 10 | 5000 | 0.2 | 50 | 0.2 | 700 | 0.97495 | 0.01 | 0.055 | 306.81 | 963307 | 1.19 | 12.93 | 12.93 | 18822.23 | 112895.33 | 1885010.48 | 0.58 | 1650 | 2040531.63 | 536958 | 5790658.7988 | 536958.114 | 1482967.7421 | 22.83 | 0 | 767777.0646 | 946009.6281 | 671197.6425 | 631355.48 | 0 | 946009.6281 | 485460.6199 | 715190.6775
40000 | 10 | 5000 | 0.4 | 20 | 0.2 | 250 | 0.9999 | 0.1 | 0.1 | 25.95 | 36675 | 2.79 | 29.76 | 29.76 | 43911.45 | 41518.44 | 1625528.54 | 0.014151 | 31.3013 | 39883.27 | 39569 | 3291400.2444 | 39569.053 | 74877.2847 | 141.66 | 0 | 27800.5003 | 35308.2318 | 49461.3162 | 1472925.15 | 0 | 35308.2318 | 20449.1699 | 47076.7844
40000 | 5 | 500 | 0.4 | 20 | 0.2 | 475 | 0.95 | 0.1 | 0.1 | 19.26 | 26787 | 2.83 | 30.16 | 30.16 | 44510.6 | 41518.44 | 1647707.63 | 0.000703 | 1.5706 | 2001.32 | 794 | 3300922.8455 | 794.205 | 29894.5386 | 143.56 | 0 | 23600.1989 | 25777.8578 | 992.7563 | 1493022.37 | 0 | 29100.3336 | 14980.9818 | 6294.3397
40000 | 10 | 5000 | 0.2 | 50 | 0.8 | 700 | 0.95 | 0.1 | 0.1 | 26.54 | 37868 | 2.81 | 29.93 | 29.93 | 44177.14 | 41518.44 | 1635351.56 | 0.008194 | 18.1751 | 23158.45 | 5380 | 3292525.301 | 5379.6798 | 60137.4498 | 83.9 | 0 | 47017.6378 | 36474.6728 | 6724.5998 | 1481837.2 | 0 | 54757.77 | 21082.171 | 13119.812
40000 | 10 | 5000 | 0.2 | 20 | 0.5 | 250 | 0.97495 | 0.1 | 0.01 | 271.69 | 810398 | 1.33 | 14.43 | 14.43 | 21015.51 | 112895.33 | 2110471.25 | 0.52959 | 1440.8047 | 1781822.91 | 1821371 | 7317794.4235 | 1821371.4102 | 2616551.9275 | 68.61 | 0 | 644550.4574 | 795180.5173 | 2276714.2627 | 704924.87 | 0 | 795180.5173 | 410278.3511 | 1972001.4701
40000 | 5 | 500 | 0.4 | 50 | 0.2 | 250 | 0.9999 | 0.01 | 0.01 | 18.63 | 25571 | 2.83 | 30.16 | 30.16 | 44520.35 | 41518.44 | 1648067.86 | 0.000485 | 1.0869 | 1385.1 | 322 | 3301700.1428 | 321.7215 | 28128.727 | 84.54 | 0 | 22544.2273 | 24595.2954 | 402.1518 | 1493349.56 | 0 | 27807.0055 | 14334.4826 | 5584.4997
40000 | 5 | 500 | 0.4 | 50 | 0.5 | 250 | 0.95 | 0.1 | 0.1 | 93.25 | 159925 | 1.63 | 17.68 | 17.68 | 25821.05 | 41518.44 | 957611.62 | 0.41961 | 1130.1386 | 1440009.63 | 525400 | 2908891.2068 | 525400.0879 | 680364.2829 | 31.24 | 0 | 123231.1283 | 154964.195 | 656750.1098 | 866117.44 | 0 | 154964.195 | 86432.8825 | 557133.1545
50000 | 7.5 | 5000 | 0.2 | 35 | 0.8 | 250 | 0.95 | 0.055 | 0.1 | 233.89 | 582873 | 1.68 | 18.18 | 18.18 | 26601.63 | 112895.33 | 2676993.5 | 0.40298 | 1013.368 | 1253218.25 | 512413 | 8184278.9214 | 512413.4976 | 2569732.1944 | 86.51 | 0 | 1947030.0802 | 570027.3757 | 640516.872 | 892300.45 | 0 | 2057318.6968 | 300398.4184 | 622702.1142
40000 | 7.5 | 5000 | 0.4 | 50 | 0.8 | 250 | 0.95 | 0.01 | 0.01 | 227.8 | 388815 | 2.31 | 24.67 | 24.67 | 36306.43 | 112895.33 | 3655068.37 | 0.18474 | 431.2676 | 533342.74 | 200496 | 8600765.1722 | 200495.8075 | 1489483.072 | 43.61 | 0 | 1211780.7737 | 376704.533 | 250619.7593 | 1217829.21 | 0 | 1288987.2646 | 210291.0388 | 277702.2983
40000 | 10 | 500 | 0.4 | 50 | 0.8 | 475 | 0.95 | 0.01 | 0.1 | 21.22 | 28844 | 2.83 | 30.09 | 30.09 | 44408.3 | 41518.44 | 1643918.07 | 0.003001 | 6.6646 | 8492.44 | 3098 | 3298448.1574 | 3098.3818 | 40606.951 | 53.2 | 0 | 31563.3317 | 27727.0712 | 3872.9773 | 1489591.08 | 0 | 37508.5692 | 16193.3298 | 9043.6193
40000 | 5 | 500 | 0.4 | 20 | 0.8 | 250 | 0.97495 | 0.1 | 0.01 | 273.24 | 817513 | 1.32 | 14.38 | 14.38 | 20946.91 | 112895.33 | 2103331.78 | 0.53118 | 1442.7017 | 1784168.63 | 1823769 | 7313521.7136 | 1823769.4535 | 2625969.0368 | 68.39 | 0 | 650290.0877 | 802199.5833 | 2279711.8168 | 702623.82 | 0 | 802199.5833 | 413763.2118 | 1975678.9491
40000 | 5 | 500 | 0.4 | 50 | 0.8 | 700 | 0.9999 | 0.1 | 0.01 | 93.25 | 159925 | 1.63 | 17.68 | 17.68 | 25821.05 | 41518.44 | 957611.62 | 0.41961 | 1130.1386 | 1440009.63 | 525400 | 2908891.2068 | 525400.0879 | 680364.2829 | 31.24 | 0 | 123231.1283 | 154964.195 | 656750.1098 | 866117.44 | 0 | 154964.195 | 86432.8825 | 557133.1545
45000 | 7.5 | 5000 | 0.4 | 20 | 0.2 | 250 | 0.95 | 0.01 | 0.1 | 89.12 | 165979 | 2.79 | 29.75 | 29.75 | 43912.43 | 112895.33 | 4420049.93 | 0.014137 | 32.4425 | 40121.42 | 41012 | 8842619.2463 | 41011.6518 | 298084.8316 | 141.65 | 0 | 224526.4242 | 161210.3156 | 51264.5647 | 1472958.07 | 0 | 257073.1798 | 88649.1664 | 73558.4074
40000 | 5 | 500 | 0.4 | 20 | 0.2 | 700 | 0.97495 | 0.01 | 0.01 | 20.24 | 28653 | 2.83 | 30.13 | 30.13 | 44473.16 | 41518.44 | 1646325.78 | 0.001541 | 3.4445 | 4388.97 | 641 | 3300335.846 | 640.5464 | 35515.2498 | 53.28 | 0 | 29010.565 | 27588.2745 | 800.683 | 1491766.4 | 0 | 34874.7035 | 15972.4364 | 6504.6848
40000 | 5 | 5000 | 0.2 | 20 | 0.2 | 250 | 0.9999 | 0.1 | 0.1 | 103.77 | 173304 | 1.52 | 16.49 | 16.49 | 24045.49 | 41518.44 | 892728.95 | 0.45913 | 1333.3333 | 1698917.34 | 394656 | 2694877.4781 | 394656.2133 | 562449.0067 | 46.19 | 0 | 133267.5193 | 167792.7933 | 493320.2667 | 806559.58 | 0 | 167792.7933 | 94038.1522 | 429181.4874
50000 | 5 | 2750 | 0.2 | 50 | 0.8 | 700 | 0.95 | 0.1 | 0.1 | 25.82 | 35099 | 2.82 | 30.06 | 30.06 | 44366.01 | 41518.44 | 1642352.48 | 0.003949 | 8.7837 | 11191.97 | 4084 | 3296791.3409 | 4083.5533 | 48692.5784 | 53.15 | 0 | 37373.3761 | 33745.2213 | 5104.4416 | 1488172.47 | 0 | 44609.0251 | 19708.0857 | 11319.2023
45000 | 5 | 5000 | 0.4 | 50 | 0.8 | 250 | 0.9999 | 0.1 | 0.055 | 19 | 26170 | 2.83 | 30.16 | 30.16 | 44514.17 | 41518.44 | 1647842.92 | 0.000621 | 1.4042 | 1789.32 | 261 | 3301191.0127 | 261.1205 | 28994.7814 | 53.33 | 0 | 23351.307 | 25173.92 | 326.4006 | 1493142.05 | 0 | 28733.6609 | 14660.1767 | 5643.4744
40000 | 5 | 5000 | 0.2 | 50 | 0.2 | 700 | 0.95 | 0.1 | 0.1 | 150.4 | 306405 | 1.64 | 17.8 | 17.8 | 26009.3 | 66084.99 | 1534328.51 | 0.41562 | 1085.2806 | 1362658.69 | 960359 | 4668068.2476 | 960358.6644 | 1258659.3713 | 84.69 | 0 | 238932.7331 | 298300.7069 | 1200448.3305 | 872432 | 0 | 298300.7069 | 161703.4102 | 1019726.6381
40000 | 7.5 | 500 | 0.2 | 20 | 0.8 | 250 | 0.9999 | 0.1 | 0.01 | 240.38 | 459366 | 2.03 | 21.75 | 21.75 | 31935.18 | 112895.33 | 3216111.04 | 0.28268 | 682.3718 | 843879.53 | 862610 | 8433508.3555 | 862609.893 | 1995517.2508 | 103.5 | 0 | 1043147.6279 | 446479.9858 | 1078262.3662 | 1071204.02 | 0 | 1132907.3578 | 244482.9006 | 952369.6229
50000 | 10 | 5000 | 0.3 | 35 | 0.8 | 250 | 0.9999 | 0.055 | 0.01 | 254.45 | 731425 | 1.47 | 15.98 | 15.98 | 23321.65 | 112895.33 | 2346006.07 | 0.47688 | 1233.3333 | 1525245.91 | 623640 | 6408802.8155 | 623639.8347 | 1340871.154 | 76 | 0 | 580812.999 | 717231.3194 | 779549.7933 | 782279.76 | 0 | 717231.3194 | 371569.1513 | 760058.155
50000 | 7.5 | 5000 | 0.2 | 50 | 0.2 | 250 | 0.97495 | 0.055 | 0.01 | 87.9 | 147935 | 1.69 | 18.28 | 18.28 | 26712.87 | 41518.44 | 990386.06 | 0.39965 | 1047.8269 | 1335128.53 | 529838 | 2952903.9479 | 529837.7791 | 673105.9074 | 86.97 | 0 | 113830.3389 | 143268.1283 | 662297.2239 | 896031.83 | 0 | 143268.1283 | 80181.1251 | 559275.5685
45000 | 5 | 5000 | 0.2 | 50 | 0.8 | 250 | 0.9999 | 0.055 | 0.1 | 98.92 | 169009 | 1.57 | 17.03 | 17.03 | 24837.8 | 41518.44 | 921753.23 | 0.44145 | 1233.3333 | 1571498.73 | 365057 | 2703439.4903 | 365056.9973 | 528805.0856 | 47.68 | 0 | 130193.522 | 163748.0882 | 456321.2467 | 833136.25 | 0 | 163748.0882 | 91394.1886 | 398611.5636
40000 | 5 | 5000 | 0.4 | 50 | 0.8 | 700 | 0.95 | 0.1 | 0.01 | 103.77 | 173304 | 1.52 | 16.49 | 16.49 | 24045.49 | 41518.44 | 892728.95 | 0.45913 | 1333.3333 | 1698917.34 | 433906 | 2734126.8114 | 433905.5467 | 601698.34 | 29.14 | 0 | 133267.5193 | 167792.7933 | 542381.9333 | 806559.58 | 0 | 167792.7933 | 94038.1522 | 468430.8207
50000 | 10 | 500 | 0.4 | 50 | 0.8 | 700 | 0.95 | 0.055 | 0.1 | 234.63 | 332311 | 2.66 | 28.35 | 28.35 | 41818.72 | 112895.33 | 4208413.89 | 0.061316 | 140.9986 | 174370.7 | 178241 | 8783898.3187 | 178241.2135 | 796495.6465 | 134.94 | 0 | 550243.9135 | 319992.8441 | 222801.5169 | 1402728.46 | 0 | 618254.433 | 185243.5285 | 246251.733
50000 | 10 | 5000 | 0.2 | 20 | 0.2 | 700 | 0.95 | 0.01 | 0.1 | 258.44 | 754153 | 1.4 | 15.22 | 15.22 | 22201.38 | 112895.33 | 2232236.87 | 0.50234 | 1333.3333 | 1648914.3 | 674205 | 6314703.8843 | 674205.2267 | 1413919.4148 | 72.39 | 0 | 599254.583 | 739714.1882 | 842756.5333 | 744702.49 | 0 | 739714.1882 | 382576.5936 | 814664.8319
40000 | 10 | 500 | 0.4 | 20 | 0.2 | 700 | 0.95 | 0.1 | 0.1 | 254.34 | 738793 | 1.45 | 15.76 | 15.76 | 22994.69 | 112895.33 | 2312729.06 | 0.48432 | 1259.313 | 1557374.51 | 409817 | 7711213.4512 | 409817.1656 | 2691928.7204 | 27.84 | 0 | 2144455.3223 | 724583.815 | 512271.457 | 771312.54 | 0 | 2282111.5548 | 374940.9123 | 547473.3981
45000 | 5 | 2750 | 0.2 | 50 | 0.2 | 700 | 0.95 | 0.01 | 0.1 | 101.33 | 164866 | 2.49 | 26.53 | 26.53 | 39081.86 | 66084.99 | 2303020.71 | 0.12248 | 277.7973 | 348797.03 | 140469 | 5120397.9465 | 140469.3116 | 579411.0303 | 126.3 | 0 | 405965.3379 | 159493.3226 | 175586.6395 | 1310925.6 | 0 | 438941.7187 | 89819.3569 | 173445.6923
45000 | 10 | 2750 | 0.2 | 20 | 0.2 | 700 | 0.97495 | 0.01 | 0.01 | 18.64 | 25578 | 2.83 | 30.16 | 30.16 | 44519.88 | 41518.44 | 1648052.11 | 0.000494 | 1.1155 | 1421.85 | 207 | 3301638.962 | 207.4469 | 28104.544 | 53.33 | 0 | 22632.9584 | 24600.8103 | 259.3086 | 1493333.78 | 0 | 27897.0972 | 14338.1883 | 5471.5856
40000 | 5 | 5000 | 0.2 | 20 | 0.2 | 700 | 0.9999 | 0.1 | 0.01 | 372.36 | 1309507 | 0.93 | 10.19 | 10.19 | 14817.55 | 112895.33 | 1476841.62 | 0.67119 | 2066.6667 | 2555817.35 | 384316 | 5241930.0151 | 384316.3413 | 1672512.2956 | 17.99 | 0 | 1048175.1909 | 1288195.9543 | 480395.4267 | 497026.23 | 0 | 1288195.9543 | 653756.1165 | 624337.1047
40000 | 10 | 2750 | 0.2 | 35 | 0.8 | 250 | 0.95 | 0.1 | 0.01 | 261.79 | 769738 | 1.39 | 15.15 | 15.15 | 22102 | 112895.33 | 2221713.14 | 0.50468 | 1333.3333 | 1648914.3 | 674205 | 6306854.1128 | 674205.2267 | 1429300.9328 | 72.07 | 0 | 611835.0563 | 755095.7061 | 842756.5333 | 741369.05 | 0 | 755095.7061 | 390205.9338 | 817465.8765
50000 | 10 | 500 | 0.2 | 35 | 0.5 | 250 | 0.9999 | 0.1 | 0.1 | 33.44 | 57918 | 2.83 | 30.14 | 30.14 | 44486.04 | 66084.99 | 2621229.55 | 0.001243 | 2.8766 | 3611.8 | 3636 | 5229934.1791 | 3636.371 | 68278.72 | 143.48 | 0 | 53165.7538 | 56142.4976 | 4545.4638 | 1492198.46 | 0 | 64642.3489 | 31259.355 | 15112.9661
50000 | 7.5 | 5000 | 0.3 | 20 | 0.8 | 250 | 0.97495 | 0.01 | 0.01 | 35.32 | 61694 | 2.83 | 30.12 | 30.12 | 44453.5 | 66084.99 | 2619305.51 | 0.001976 | 4.5326 | 5690.68 | 2292 | 5227211.3046 | 2291.9024 | 75501.6871 | 143.38 | 0 | 61000.194 | 59816.7415 | 2864.878 | 1491107.17 | 0 | 73209.7847 | 33255.8504 | 14501.4931
50000 | 5 | 500 | 0.2 | 50 | 0.2 | 475 | 0.95 | 0.1 | 0.01 | 20.29 | 28833 | 2.83 | 30.13 | 30.13 | 44474.86 | 41518.44 | 1646384.54 | 0.001505 | 3.3464 | 4263.65 | 622 | 3300133.593 | 622.3021 | 35468.7478 | 53.28 | 0 | 28948.8013 | 27767.5512 | 777.8776 | 1491823.64 | 0 | 34846.4457 | 16063.6982 | 6519.9465
40000 | 10 | 5000 | 0.2 | 35 | 0.2 | 700 | 0.9999 | 0.055 | 0.1 | 18.41 | 25077 | 2.83 | 30.16 | 30.16 | 44518.74 | 41518.44 | 1648007.87 | 0.000521 | 1.1672 | 1486.86 | 543 | 3301425.8481 | 542.6281 | 27613.2513 | 53.33 | 0 | 21903.0566 | 24111.6591 | 678.2851 | 1493295.51 | 0 | 27070.6232 | 14075.1502 | 5710.1947
40000 | 5 | 500 | 0.3 | 20 | 0.8 | 700 | 0.95 | 0.01 | 0.1 | 255.52 | 736449 | 1.44 | 15.61 | 15.61 | 22785.37 | 112895.33 | 2291825.53 | 0.48901 | 1283.3333 | 1587080.56 | 1622306 | 7336734.1881 | 1622306.3267 | 2344496.8385 | 74.27 | 0 | 584869.5802 | 722190.5118 | 2027882.9083 | 764291.43 | 0 | 722190.5118 | 374027.6371 | 1759627.2583
45000 | 5 | 5000 | 0.4 | 35 | 0.2 | 700 | 0.9999 | 0.1 | 0.055 | 378.76 | 1346452 | 0.9 | 9.8 | 9.8 | 14232.99 | 112895.33 | 1417711.38 | 0.68441 | 2166.6667 | 2679486.65 | 402912 | 5188566.3879 | 402912.2933 | 1727658.6524 | 17.31 | 0 | 1078161.1668 | 1324746.3591 | 503640.3667 | 477418.34 | 0 | 1324746.3591 | 671635.9679 | 649497.4856
50000 | 10 | 5000 | 0.2 | 50 | 0.8 | 475 | 0.9999 | 0.1 | 0.01 | 93.25 | 159925 | 1.63 | 17.68 | 17.68 | 25821.05 | 41518.44 | 957611.62 | 0.41961 | 1130.1386 | 1440009.63 | 525400 | 2908891.2068 | 525400.0879 | 680364.2829 | 31.24 | 0 | 123231.1283 | 154964.195 | 656750.1098 | 866117.44 | 0 | 154964.195 | 86432.8825 | 557133.1545
50000 | 5 | 5000 | 0.4 | 20 | 0.8 | 700 | 0.9999 | 0.01 | 0.1 | 38.66 | 68262 | 2.81 | 29.97 | 29.97 | 44232.87 | 66084.99 | 2606290.83 | 0.006933 | 15.6934 | 19704.28 | 4645 | 5217243.7425 | 4645.1285 | 104041.7487 | 84 | 0 | 85910.1153 | 66199.5233 | 5806.4106 | 1483706.56 | 0 | 99396.6202 | 36733.8432 | 18131.6334
40000 | 10 | 5000 | 0.4 | 20 | 0.2 | 700 | 0.97495 | 0.1 | 0.01 | 25.95 | 36675 | 2.79 | 29.76 | 29.76 | 43911.45 | 41518.44 | 1625528.54 | 0.014151 | 31.3013 | 39883.27 | 39569 | 3291400.2444 | 39569.053 | 74877.2847 | 141.66 | 0 | 27800.5003 | 35308.2318 | 49461.3162 | 1472925.15 | 0 | 35308.2318 | 20449.1699 | 47076.7844
40000 | 10 | 5000 | 0.2 | 50 | 0.2 | 700 | 0.9999 | 0.1 | 0.01 | 233.05 | 369535 | 2.37 | 25.29 | 25.29 | 37241.79 | 112895.33 | 3749062.94 | 0.16378 | 379.9818 | 469917.75 | 192139 | 8617111.6057 | 192139.2919 | 1353144.292 | 120.38 | 0 | 1086788.1138 | 357209.8315 | 240174.1149 | 1249204.05 | 0 | 1161005.0001 | 202148.1086 | 266356.1782
40000 | 5 | 500 | 0.2 | 50 | 0.5 | 250 | 0.95 | 0.1 | 0.01 | 35.45 | 61930 | 2.83 | 30.1 | 30.1 | 44432.69 | 66084.99 | 2618068.66 | 0.002447 | 5.5425 | 6958.99 | 2803 | 5226793.0226 | 2802.5822 | 79220.1908 | 143.31 | 0 | 64163.0186 | 60040.3389 | 3503.2277 | 1490409.05 | 0 | 76417.6086 | 33378.4171 | 15057.1721
50000 | 5 | 500 | 0.4 | 50 | 0.8 | 250 | 0.97495 | 0.055 | 0.01 | 256.25 | 730775 | 1.48 | 16.09 | 16.09 | 23481.98 | 112895.33 | 2362273.27 | 0.47324 | 1220.4422 | 1509304.16 | 226953 | 7824460.1263 | 226952.8495 | 2734655.3059 | 28.42 | 0 | 2371302.6671 | 716494.192 | 283691.0619 | 787657.88 | 0 | 2507702.4564 | 371518.6774 | 363352.6388
50000 | 10 | 500 | 0.2 | 50 | 0.2 | 250 | 0.9999 | 0.1 | 0.01 | 36.55 | 64070 | 2.82 | 30.02 | 30.02 | 44309.28 | 66084.99 | 2610788.08 | 0.00522 | 11.7729 | 14781.46 | 5953 | 5219747.4091 | 5953.0172 | 92981.0292 | 142.92 | 0 | 74355.422 | 62124.1706 | 7441.2715 | 1486269.5 | 0 | 87028.012 | 34516.9442 | 18625.6073
40000 | 10 | 500 | 0.4 | 20 | 0.2 | 250 | 0.9999 | 0.01 | 0.1 | 280.09 | 849033 | 1.31 | 14.25 | 14.25 | 20749.94 | 112895.33 | 2082700.01 | 0.53578 | 1449.7326 | 1792863.8 | 1832657 | 7309357.9748 | 1832657.4131 | 2665966.7044 | 67.77 | 0 | 675730.0106 | 833309.2914 | 2290821.7664 | 696016.77 | 0 | 833309.2914 | 429206.2786 | 1990236.6938
40000 | 5 | 5000 | 0.4 | 20 | 0.2 | 250 | 0.9999 | 0.01 | 0.01 | 35.56 | 61757 | 2.82 | 30.07 | 30.07 | 44378.5 | 66084.99 | 2614888.57 | 0.003658 | 8.3203 | 10446.37 | 1547 | 5225134.5583 | 1547.2357 | 85995.6609 | 53.17 | 0 | 72217.1875 | 59863.1777 | 1934.0446 | 1488591.46 | 0 | 84448.4252 | 33314.8114 | 13778.4734
50000 | 5 | 5000 | 0.2 | 35 | 0.8 | 700 | 0.97495 | 0.01 | 0.01 | 175.87 | 400449 | 1.52 | 16.52 | 16.52 | 24116.48 | 66084.99 | 1423032.34 | 0.45813 | 1233.3333 | 1548550.44 | 401363 | 3985043.546 | 401362.6307 | 792240.6393 | 29.19 | 0 | 314336.8676 | 390878.0087 | 501703.2883 | 808940.96 | 0 | 390878.0087 | 208478.7933 | 477903.7717
50000 | 10 | 5000 | 0.4 | 50 | 0.2 | 700 | 0.9999 | 0.1 | 0.01 | 366.41 | 1273967 | 0.95 | 10.35 | 10.35 | 15054.46 | 112895.33 | 1501236.59 | 0.66574 | 2066.6667 | 2555817.35 | 960791 | 5830428.3944 | 960790.8533 | 2213823.6694 | 18.28 | 0 | 1019314.9392 | 1253032.8161 | 1200988.5667 | 504972.88 | 0 | 1253032.8161 | 636588.641 | 1194508.7302
40000 | 10 | 2750 | 0.2 | 20 | 0.5 | 475 | 0.9999 | 0.01 | 0.1 | 214.09 | 526153 | 1.27 | 13.77 | 13.77 | 20076.56 | 66084.99 | 1183640.88 | 0.54965 | 1750 | 2197268.18 | 325429 | 3605366.7264 | 325429.16 | 839840.3802 | 24.32 | 0 | 414704.8422 | 514411.2202 | 406786.45 | 673429.63 | 0 | 514411.2202 | 271575.0652 | 425135.538
45000 | 5 | 500 | 0.2 | 20 | 0.8 | 700 | 0.95 | 0.01 | 0.01 | 35.39 | 61798 | 2.83 | 30.09 | 30.09 | 44407.43 | 66084.99 | 2616596.21 | 0.003008 | 6.8564 | 8608.9 | 2231 | 5226151.4268 | 2231.2886 | 82407.6803 | 53.2 | 0 | 67945.9034 | 59916.5607 | 2789.1108 | 1489561.68 | 0 | 80176.3916 | 33312.77 | 14461.7769
40000 | 10 | 500 | 0.4 | 50 | 0.2 | 700 | 0.9999 | 0.01 | 0.1 | 233.41 | 369252 | 2.37 | 25.33 | 25.33 | 37296.58 | 112895.33 | 3754581.52 | 0.16255 | 376.5546 | 465679.91 | 190406 | 8615163.824 | 190406.3172 | 1343855.6918 | 120.55 | 0 | 1079263.5404 | 356903.9294 | 238007.8965 | 1251041.81 | 0 | 1153449.3746 | 202063.5306 | 264592.1514
40000 | 10 | 5000 | 0.2 | 20 | 0.8 | 250 | 0.9999 | 0.1 | 0.1 | 59.27 | 91629 | 2.1 | 22.55 | 22.55 | 33097.9 | 41518.44 | 1226151.23 | 0.25643 | 612.8193 | 780847.34 | 453474 | 3156336.7931 | 453474.275 | 541974.0987 | 63.17 | 0 | 70022.0419 | 88499.8237 | 566842.8437 | 1110205.3 | 0 | 88499.8237 | 50328.8243 | 471952.0567
40000 | 5 | 2750 | 0.2 | 20 | 0.8 | 700 | 0.97495 | 0.1 | 0.01 | 18.63 | 25571 | 2.83 | 30.16 | 30.16 | 44520.35 | 41518.44 | 1648067.86 | 0.000485 | 1.0869 | 1385.1 | 1374 | 3302296.2017 | 1374.0205 | 28724.7858 | 143.59 | 0 | 22087.9871 | 24595.2954 | 1717.5256 | 1493349.56 | 0 | 27350.7654 | 14334.4826 | 6636.7987
40000 | 7.5 | 500 | 0.2 | 35 | 0.8 | 700 | 0.97495 | 0.01 | 0.055 | 372.36 | 1309507 | 0.93 | 10.19 | 10.19 | 14817.55 | 112895.33 | 1476841.62 | 0.67119 | 2066.6667 | 2555817.35 | 1529293 | 6386906.5004 | 1529292.8267 | 2817488.7809 | 28.52 | 0 | 1048175.1909 | 1288195.9543 | 1911616.0333 | 497026.23 | 0 | 1288195.9543 | 653756.1165 | 1769313.59
50000 | 10 | 2750 | 0.4 | 20 | 0.2 | 700 | 0.95 | 0.01 | 0.01 | 151.61 | 311202 | 1.64 | 17.78 | 17.78 | 25978.14 | 66084.99 | 1532459.06 | 0.41633 | 1085.4231 | 1362836.96 | 960485 | 4666443.9696 | 960484.8064 | 1263508.1012 | 84.58 | 0 | 242785.0759 | 303023.2949 | 1200606.0079 | 871386.64 | 0 | 303023.2949 | 164073.7392 | 1020723.0254
50000 | 10 | 5000 | 0.4 | 50 | 0.8 | 700 | 0.9999 | 0.1 | 0.1 | 173.97 | 390224 | 1.5 | 16.25 | 16.25 | 23713.29 | 66084.99 | 1399600.05 | 0.46711 | 1283.3333 | 1611329.87 | 379857 | 3927871.8132 | 379856.6053 | 760620.537 | 45.51 | 0 | 306047.1744 | 380763.9316 | 474820.7567 | 795416.71 | 0 | 380763.9316 | 203509.6312 | 454573.3625
40000 | 5 | 500 | 0.2 | 50 | 0.8 | 250 | 0.95 | 0.01 | 0.1 | 103.26 | 172277 | 1.52 | 16.5 | 16.5 | 24052.49 | 41518.44 | 892994.81 | 0.45897 | 1333.3333 | 1698917.34 | 394656 | 2695054.1683 | 394656.2133 | 561449.6756 | 46.2 | 0 | 132467.3559 | 166793.4623 | 493320.2667 | 806794.41 | 0 | 166793.4623 | 93495.6696 | 428982.3197
40000 | 10 | 5000 | 0.4 | 50 | 0.2 | 700 | 0.95 | 0.1 | 0.1 | 18.92 | 25759 | 2.83 | 30.15 | 30.15 | 44504.08 | 41518.44 | 1647466.75 | 0.000849 | 1.8933 | 2412.14 | 880 | 3300852.0601 | 880.2107 | 29656.1187 | 53.31 | 0 | 23466.3146 | 24770.8318 | 1100.2633 | 1492803.77 | 0 | 28775.9081 | 14461.9955 | 6189.8041
40000 | 10 | 5000 | 0.3 | 50 | 0.2 | 475 | 0.95 | 0.01 | 0.1 | 19.01 | 26207 | 2.83 | 30.16 | 30.16 | 44515.16 | 41518.44 | 1647875.29 | 0.000601 | 1.3455 | 1714.88 | 1701 | 3301088.9629 | 1700.9039 | 28883.0552 | 143.58 | 0 | 21793.589 | 25207.3872 | 2126.1298 | 1493175.17 | 0 | 27182.1514 | 14677.0868 | 7089.4662
50000 | 10 | 5000 | 0.2 | 50 | 0.8 | 250 | 0.9999 | 0.01 | 0.1 | 229.63 | 317961 | 2.61 | 27.83 | 27.83 | 41045.39 | 112895.33 | 4130767.86 | 0.078633 | 180.8387 | 223640.89 | 91442 | 8731704.6383 | 91441.8038 | 855808.1406 | 132.49 | 0 | 699032.6705 | 305921.3035 | 114302.2547 | 1376788.46 | 0 | 764366.3369 | 177952.4547 | 156775.4702
50000 | 10 | 5000 | 0.4 | 35 | 0.2 | 475 | 0.9999 | 0.01 | 0.1 | 44.21 | 74637 | 2.81 | 29.9 | 29.9 | 44128.97 | 66084.99 | 2600156.26 | 0.009269 | 20.9573 | 26313.23 | 3897 | 5215302.9337 | 3897.216 | 120517.7565 | 52.87 | 0 | 101775.4393 | 72288.4064 | 4871.5199 | 1480221.34 | 0 | 116620.5405 | 40434.3174 | 18742.3172
50000 | 7.5 | 500 | 0.4 | 35 | 0.2 | 700 | 0.95 | 0.1 | 0.1 | 377.32 | 1337849 | 0.9 | 9.85 | 9.85 | 14310.58 | 112895.33 | 1425686.23 | 0.68263 | 2166.6667 | 2679486.65 | 705097 | 5497065.7197 | 705096.5133 | 2021326.131 | 17.4 | 0 | 1071171.0256 | 1316229.6176 | 881370.6417 | 480020.74 | 0 | 1316229.6176 | 667477.8933 | 950155.1054
40000 | 10 | 500 | 0.4 | 20 | 0.2 | 475 | 0.95 | 0.01 | 0.01 | 18.63 | 25571 | 2.83 | 30.16 | 30.16 | 44520.35 | 41518.44 | 1648067.86 | 0.000485 | 1.0869 | 1385.1 | 550 | 3301928.0296 | 549.6082 | 28356.6137 | 143.59 | 0 | 22544.2273 | 24595.2954 | 687.0102 | 1493349.56 | 0 | 27807.0055 | 14334.4826 | 5812.3864
50000 | 10 | 5000 | 0.4 | 20 | 0.8 | 700 | 0.9999 | 0.055 | 0.01 | 18.65 | 25585 | 2.83 | 30.16 | 30.16 | 44519.35 | 41518.44 | 1648034.88 | 0.000505 | 1.1457 | 1459.53 | 213 | 3301699.8979 | 213.0575 | 28205.1196 | 53.33 | 0 | 22726.4892 | 24606.6236 | 266.3219 | 1493315.73 | 0 | 27992.0621 | 14342.0945 | 5478.6304
40000 | 5 | 500 | 0.4 | 50 | 0.2 | 250 | 0.9999 | 0.1 | 0.1 | 257.06 | 724892 | 1.48 | 16.03 | 16.03 | 23398.21 | 112895.33 | 2353957.52 | 0.47511 | 1233.3333 | 1525245.91 | 365057 | 6157991.5175 | 365056.9973 | 1075640.1864 | 44.89 | 0 | 575136.3043 | 710583.189 | 456321.2467 | 784847.87 | 0 | 710583.189 | 368923.2052 | 500503.882
45000 | 5 | 2750 | 0.4 | 35 | 0.2 | 250 | 0.95 | 0.1 | 0.1 | 231.05 | 327360 | 2.66 | 28.35 | 28.35 | 41818.69 | 112895.33 | 4208396.66 | 0.061318 | 141.4585 | 174939.53 | 178823 | 8786399.2339 | 178822.5957 | 793282.8946 | 134.94 | 0 | 547467.9893 | 315225.8487 | 223528.2446 | 1402727.33 | 0 | 614460.2989 | 182470.1811 | 245814.9053
45000 | 7.5 | 5000 | 0.2 | 50 | 0.8 | 700 | 0.9999 | 0.01 | 0.01 | 112.44 | 190498 | 1.45 | 15.81 | 15.81 | 23037.07 | 41518.44 | 855393.78 | 0.48186 | 1480.5636 | 1886517.03 | 438235 | 2691259.4181 | 438235.2223 | 622756.3592 | 44.27 | 0 | 146652.7035 | 184521.1369 | 547794.0279 | 772734.2 | 0 | 184521.1369 | 103144.0763 | 476103.6557
40000 | 10 | 2750 | 0.2 | 35 | 0.8 | 700 | 0.95 | 0.01 | 0.1 | 260.27 | 673164 | 1.55 | 16.81 | 16.81 | 24568.15 | 112895.33 | 2472679.24 | 0.4486 | 1150.38 | 1422658.83 | 581694 | 7937336.256 | 581694.1679 | 2663306.3079 | 79.98 | 0 | 1954738.3258 | 658813.5001 | 727117.7099 | 824091.16 | 0 | 2081612.1399 | 345572.32 | 708567.9821
50000 | 10 | 5000 | 0.4 | 20 | 0.8 | 250 | 0.9999 | 0.01 | 0.1 | 241.08 | 450916 | 2.07 | 22.2 | 22.2 | 32604.07 | 112895.33 | 3283602.11 | 0.26762 | 642.5222 | 794598.37 | 119483 | 8453809.0714 | 119483.1171 | 1916651.6444 | 39.23 | 0 | 1708801.8561 | 438008.131 | 149353.8964 | 1093640.89 | 0 | 1797168.5273 | 240688.5594 | 207849.7882
40000 | 10 | 500 | 0.4 | 35 | 0.8 | 250 | 0.9999 | 0.01 | 0.01 | 239.81 | 448907 | 2.07 | 22.23 | 22.23 | 32662.1 | 112895.33 | 3289374.67 | 0.26633 | 640.1491 | 791663.71 | 119042 | 8458102.9542 | 119041.8266 | 1909253.1938 | 39.3 | 0 | 1702247.2513 | 436070.798 | 148802.2832 | 1095587.38 | 0 | 1790211.3672 | 239592.1001 | 207005.9424
50000 | 5 | 5000 | 0.2 | 20 | 0.5 | 700 | 0.9999 | 0.1 | 0.1 | 19.1 | 26120 | 2.83 | 30.15 | 30.15 | 44498.05 | 41518.44 | 1647245.16 | 0.000983 | 2.1995 | 2802.23 | 716 | 3300648.1317 | 715.7856 | 30488.84 | 53.31 | 0 | 24393.7686 | 25120.3112 | 894.732 | 1492601.57 | 0 | 29773.0544 | 14651.8199 | 6095.0714
45000 | 10 | 2750 | 0.2 | 50 | 0.8 | 250 | 0.9999 | 0.1 | 0.1 | 87.9 | 147935 | 1.69 | 18.28 | 18.28 | 26712.87 | 41518.44 | 990386.06 | 0.39965 | 1047.8269 | 1335128.53 | 529838 | 2952903.9479 | 529837.7791 | 673105.9074 | 86.97 | 0 | 113830.3389 | 143268.1283 | 662297.2239 | 896031.83 | 0 | 143268.1283 | 80181.1251 | 559275.5685
50000 | 10 | 500 | 0.4 | 50 | 0.8 | 250 | 0.95 | 0.01 | 0.01 | 366.41 | 1273967 | 0.95 | 10.35 | 10.35 | 15054.46 | 112895.33 | 1501236.59 | 0.66574 | 2066.6667 | 2555817.35 | 1045018 | 5914655.6424 | 1045018.1013 | 2298050.9174 | 49.21 | 0 | 1019314.9392 | 1253032.8161 | 1306272.6267 | 504972.88 | 0 | 1253032.8161 | 636588.641 | 1278735.9782
45000 | 5 | 5000 | 0.2 | 20 | 0.5 | 250 | 0.9999 | 0.01 | 0.01 | 25.83 | 36371 | 2.79 | 29.75 | 29.75 | 43897.86 | 41518.44 | 1625029.3 | 0.014454 | 32.0054 | 40781.23 | 40459 | 3291564.6127 | 40459.1584 | 75475.6077 | 141.61 | 0 | 27564.8239 | 35016.4493 | 50573.948 | 1472469.17 | 0 | 35016.4493 | 20296.3511 | 47910.7838
40000 | 10 | 500 | 0.4 | 20 | 0.2 | 250 | 0.9999 | 0.1 | 0.01 | 45.29 | 61753 | 2.33 | 24.95 | 24.95 | 36697.49 | 41518.44 | 1358917.38 | 0.17587 | 405.9233 | 517222.76 | 359199 | 3227372.861 | 359199.2679 | 418577.9098 | 118.74 | 0 | 46655.0729 | 59378.6419 | 448999.0848 | 1230946.55 | 0 | 59378.6419 | 34655.7978 | 371922.8368
50000 | 5 | 5000 | 0.2 | 35 | 0.2 | 250 | 0.95 | 0.1 | 0.01 | 36.51 | 64017 | 2.82 | 30.06 | 30.06 | 44361.42 | 66084.99 | 2613863.71 | 0.004048 | 9.143 | 11479.77 | 2706 | 5221960.3847 | 2706.2686 | 87954.9069 | 84.24 | 0 | 72587.9656 | 62070.0725 | 3382.8358 | 1488018.51 | 0 | 85248.6383 | 34484.4842 | 15366.9413
50000 | 5 | 2750 | 0.4 | 50 | 0.8 | 700 | 0.95 | 0.01 | 0.055 | 20.24 | 28653 | 2.83 | 30.13 | 30.13 | 44473.16 | 41518.44 | 1646325.78 | 0.001541 | 3.4445 | 4388.97 | 4354 | 3300228.2624 | 4354.3721 | 35407.6662 | 143.44 | 0 | 25189.1557 | 27588.2745 | 5442.9651 | 1491766.4 | 0 | 31053.2941 | 15972.4364 | 10218.5105
40000 | 10 | 500 | 0.4 | 20 | 0.8 | 250 | 0.9999 | 0.1 | 0.1 | 18.92 | 25759 | 2.83 | 30.15 | 30.15 | 44504.08 | 41518.44 | 1647466.75 | 0.000849 | 1.8933 | 2412.14 | 880 | 3300852.0601 | 880.2107 | 29656.1187 | 53.31 | 0 | 23466.3146 | 24770.8318 | 1100.2633 | 1492803.77 | 0 | 28775.9081 | 14461.9955 | 6189.8041
40000 | 5 | 2750 | 0.2 | 50 | 0.5 | 475 | 0.95 | 0.1 | 0.055 | 377.32 | 1337849 | 0.9 | 9.85 | 9.85 | 14310.58 | 112895.33 | 1425686.23 | 0.68263 | 2166.6667 | 2679486.65 | 1603291 | 6395260.073 | 1603290.8667 | 2919520.4843 | 27.58 | 0 | 1071171.0256 | 1316229.6176 | 2004113.5833 | 480020.74 | 0 | 1316229.6176 | 667477.8933 | 1848349.4587
40000 | 5 | 2750 | 0.3 | 35 | 0.8 | 250 | 0.9999 | 0.01 | 0.1 | 18.65 | 25585 | 2.83 | 30.16 | 30.16 | 44519.35 | 41518.44 | 1648034.88 | 0.000505 | 1.1457 | 1459.53 | 848 | 3302334.6505 | 847.8102 | 28839.8722 | 84.54 | 0 | 22726.4892 | 24606.6236 | 1059.7627 | 1493315.73 | 0 | 27992.0621 | 14342.0945 | 6113.383
45000 | 5 | 5000 | 0.3 | 20 | 0.2 | 475 | 0.9999 | 0.01 | 0.1 | 114.18 | 216716 | 2.04 | 21.91 | 21.91 | 32149.51 | 66084.99 | 1895635.3 | 0.27777 | 671.488 | 843107.91 | 848851 | 5002597.7019 | 848851.3469 | 1059449.1256 | 104.26 | 0 | 168212.4551 | 210597.7787 | 1061064.1836 | 1078393.28 | 0 | 210597.7787 | 115446.948 | 891236.6705
40000 | 7.5 | 5000 | 0.4 | 50 | 0.2 | 250 | 0.95 | 0.1 | 0.055 | 18.63 | 25571 | 2.83 | 30.16 | 30.16 | 44520.35 | 41518.44 | 1648067.86 | 0.000485 | 1.0869 | 1385.1 | 1374 | 3301839.9616 | 1374.0205 | 28268.5458 | 143.59 | 0 | 21631.7471 | 24595.2954 | 1717.5256 | 1493349.56 | 0 | 26894.5253 | 14334.4826 | 6636.7987
50000 | 5 | 500 | 0.2 | 50 | 0.2 | 700 | 0.97495 | 0.055 | 0.1 | 20.29 | 28833 | 2.83 | 30.13 | 30.13 | 44474.86 | 41518.44 | 1646384.54 | 0.001505 | 3.3464 | 4263.65 | 622 | 3300133.593 | 622.3021 | 35468.7478 | 53.28 | 0 | 28948.8013 | 27767.5512 | 777.8776 | 1491823.64 | 0 | 34846.4457 | 16063.6982 | 6519.9465
40000 | 7.5 | 5000 | 0.2 | 35 | 0.5 | 700 | 0.9999 | 0.1 | 0.055 | 150.51 | 256087 | 1.28 | 14.04 | 14.04 | 20379.33 | 41518.44 | 757012.28 | 0.5417 | 2034.9755 | 2592942.23 | 378423 | 2498786.7493 | 378423.0673 | 626505.7265 | 24.79 | 0 | 197208.7866 | 248082.6592 | 473028.8341 | 683585.33 | 0 | 248082.6592 | 138567.6176 | 429296.9398
40000 | 5 | 5000 | 0.2 | 50 | 0.8 | 475 | 0.9999 | 0.1 | 0.01 | 35.72 | 62414 | 2.82 | 30.05 | 30.05 | 44350 | 66084.99 | 2613192.7 | 0.004304 | 9.7152 | 12198.42 | 12281 | 5221012.0709 | 12281.2919 | 87051.66 | 143.05 | 0 | 62420.0373 | 60511.6815 | 15351.6148 | 1487635.23 | 0 | 74770.3682 | 33639.1911 | 24631.6227
40000 | 10 | 500 | 0.4 | 20 | 0.8 | 700 | 0.95 | 0.055 | 0.01 | 25.83 | 36371 | 2.79 | 29.75 | 29.75 | 43897.86 | 41518.44 | 1625029.3 | 0.014454 | 32.0054 | 40781.23 | 40459 | 3291564.6127 | 40459.1584 | 75475.6077 | 141.61 | 0 | 27564.8239 | 35016.4493 | 50573.948 | 1472469.17 | 0 | 35016.4493 | 20296.3511 | 47910.7838
50000 | 10 | 2750 | 0.4 | 50 | 0.2 | 250 | 0.97495 | 0.1 | 0.055 | 255.52 | 736449 | 1.44 | 15.61 | 15.61 | 22785.37 | 112895.33 | 2291825.53 | 0.48901 | 1283.3333 | 1587080.56 | 648923 | 6363350.3921 | 648922.5307 | 1371113.0425 | 74.27 | 0 | 584869.5802 | 722190.5118 | 811153.1633 | 764291.43 | 0 | 722190.5118 | 374027.6371 | 786243.4623
40000 | 7.5 | 500 | 0.4 | 35 | 0.2 | 250 | 0.95 | 0.1 | 0.01 | 377.32 | 1337849 | 0.9 | 9.85 | 9.85 | 14310.58 | 112895.33 | 1425686.23 | 0.68263 | 2166.6667 | 2679486.65 | 402912 | 5194881.4997 | 402912.2933 | 1719141.911 | 17.4 | 0 | 1071171.0256 | 1316229.6176 | 503640.3667 | 480020.74 | 0 | 1316229.6176 | 667477.8933 | 647970.8854
40000 | 5 | 500 | 0.4 | 50 | 0.8 | 700 | 0.9999 | 0.01 | 0.1 | 245.41 | 435757 | 2.21 | 23.64 | 23.64 | 34767.02 | 112895.33 | 3500710.87 | 0.21917 | 517.6382 | 640155.78 | 168455 | 8537204.6401 | 168454.5531 | 1686116.1407 | 41.78 | 0 | 1431634.6014 | 422674.8157 | 210568.1914 | 1166192.86 | 0 | 1517661.5875 | 234315.8465 | 254481.5392
40000 | 5 | 5000 | 0.4 | 20 | 0.5 | 250 | 0.9999 | 0.01 | 0.1 | 366.41 | 1273967 | 0.95 | 10.35 | 10.35 | 15054.46 | 112895.33 | 1501236.59 | 0.66574 | 2066.6667 | 2555817.35 | 1070505 | 5940142.5197 | 1070504.9787 | 2323537.7948 | 28.97 | 0 | 1019314.9392 | 1253032.8161 | 1338131.2233 | 504972.88 | 0 | 1253032.8161 | 636588.641 | 1304222.8555
50000 | 10 | 2750 | 0.4 | 20 | 0.8 | 250 | 0.95 | 0.01 | 0.055 | 257.06 | 724892 | 1.48 | 16.03 | 16.03 | 23398.21 | 112895.33 | 2353957.52 | 0.47511 | 1233.3333 | 1525245.91 | 573375 | 6366309.7069 | 573375.1867 | 1283958.3757 | 28.32 | 0 | 575136.3043 | 710583.189 | 716718.9833 | 784847.87 | 0 | 710583.189 | 368923.2052 | 708822.0714
40000 | 10 | 500 | 0.2 | 50 | 0.2 | 475 | 0.95 | 0.1 | 0.1 | 226.51 | 315787 | 2.58 | 27.47 | 27.47 | 40510.24 | 112895.33 | 4077182.11 | 0.09059 | 207.1505 | 256180.1 | 183306 | 8719480.787 | 183306.2991 | 925404.6218 | 130.78 | 0 | 677290.8883 | 303902.1845 | 229132.8738 | 1358838.05 | 0 | 742098.3228 | 176519.1314 | 248113.7335
40000 | 10 | 5000 | 0.2 | 20 | 0.2 | 250 | 0.9999 | 0.01 | 0.055 | 113.51 | 214727 | 2.04 | 21.94 | 21.94 | 32194.69 | 66084.99 | 1898293.72 | 0.27675 | 669.2988 | 840359.59 | 846084 | 5003433.1914 | 846083.918 | 1054728.5879 | 104.41 | 0 | 166629.7427 | 208644.6699 | 1057604.8974 | 1079908.84 | 0 | 208644.6699 | 114438.0814 | 888098.8452
40000 | 10 | 500 | 0.3 | 50 | 0.2 | 250 | 0.95 | 0.01 | 0.01 | 242.28 | 446316 | 2.18 | 23.38 | 23.38 | 34377.52 | 112895.33 | 3461515.91 | 0.22791 | 539.4445 | 667123.79 | 159671 | 8521455.3003 | 159671.3543 | 1734149.2991 | 65.5 | 0 | 1486826.4807 | 433363.0226 | 199589.1928 | 1153127.86 | 0 | 1574477.9449 | 238740.5156 | 247322.8184
50000 | 5 | 5000 | 0.4 | 50 | 0.5 | 700 | 0.97495 | 0.1 | 0.01 | 98.92 | 169009 | 1.57 | 17.03 | 17.03 | 24837.8 | 41518.44 | 921753.23 | 0.44145 | 1233.3333 | 1571498.73 | 401363 | 2739745.1237 | 401362.6307 | 565110.7189 | 30.08 | 0 | 130193.522 | 163748.0882 | 501703.2883 | 833136.25 | 0 | 163748.0882 | 91394.1886 | 434917.1969
40000 | 5 | 2750 | 0.2 | 50 | 0.5 | 700 | 0.97495 | 0.01 | 0.01 | 243.85 | 594125 | 1.16 | 12.7 | 12.7 | 18484.96 | 66084.99 | 1088735.64 | 0.58588 | 2066.6667 | 2594868.18 | 384316 | 3549712.3655 | 384316.3413 | 965081.54 | 22.44 | 0 | 468070.9543 | 580765.1987 | 480395.4267 | 620042.46 | 0 | 580765.1987 | 306950.7425 | 497010.5857
45000 | 10 | 500 | 0.2 | 50 | 0.5 | 700 | 0.97495 | 0.1 | 0.1 | 366.41 | 1273967 | 0.95 | 10.35 | 10.35 | 15054.46 | 112895.33 | 1501236.59 | 0.66574 | 2066.6667 | 2555817.35 | 960791 | 5830428.3944 | 960790.8533 | 2213823.6694 | 18.28 | 0 | 1019314.9392 | 1253032.8161 | 1200988.5667 | 504972.88 | 0 | 1253032.8161 | 636588.641 | 1194508.7302
50000 | 5 | 500 | 0.4 | 50 | 0.2 | 250 | 0.95 | 0.01 | 0.01 | 25.76 | 35012 | 2.82 | 30.04 | 30.04 | 44336.31 | 41518.44 | 1641246.48 | 0.00462 | 10.2382 | 13045.36 | 1904 | 3293926.4296 | 1903.8869 | 48228.4382 | 53.12 | 0 | 39106.7693 | 33661.8946 | 2379.8586 | 1487176.32 | 0 | 46324.5514 | 19659.4208 | 9121.669
50000 | 7.5 | 5000 | 0.2 | 50 | 0.2 | 250 | 0.9999 | 0.1 | 0.1 | 114.18 | 216716 | 2.04 | 21.91 | 21.91 | 32149.51 | 66084.99 | 1895635.3 | 0.27777 | 671.488 | 843107.91 | 848851 | 5002597.7019 | 848851.3469 | 1059449.1256 | 104.26 | 0 | 168212.4551 | 210597.7787 | 1061064.1836 | 1078393.28 | 0 | 210597.7787 | 115446.948 | 891236.6705
50000 | 10 | 5000 | 0.4 | 20 | 0.2 | 250 | 0.95 | 0.01 | 0.01 | 266.94 | 789748 | 1.35 | 14.65 | 14.65 | 21341.89 | 112895.33 | 2143951.29 | 0.5221 | 1411.9094 | 1746088.4 | 417914 | 7371837.0709 | 417914.106 | 2613024.7477 | 41.01 | 0 | 2048208.9586 | 774809.7234 | 522392.6325 | 715872.59 | 0 | 2195110.6418 | 400123.1916 | 564815.7891
50000 | 5 | 500 | 0.4 | 20 | 0.8 | 250 | 0.9999 | 0.01 | 0.055 | 18.63 | 25571 | 2.83 | 30.16 | 30.16 | 44520.35 | 41518.44 | 1648067.86 | 0.000485 | 1.0869 | 1385.1 | 354 | 3301732.1387 | 353.7173 | 28160.7228 | 53.33 | 0 | 22544.2273 | 24595.2954 | 442.1466 | 1493349.56 | 0 | 27807.0055 | 14334.4826 | 5616.4955
40000 | 10 | 2750 | 0.3 | 50 | 0.8 | 250 | 0.95 | 0.01 | 0.01 | 18.65 | 25585 | 2.83 | 30.16 | 30.16 | 44519.35 | 41518.44 | 1648034.88 | 0.000505 | 1.1457 | 1459.53 | 579 | 3302066.1781 | 579.3377 | 28571.3997 | 143.59 | 0 | 22726.4892 | 24606.6236 | 724.1721 | 1493315.73 | 0 | 27992.0621 | 14342.0945 | 5844.9106
40000 | 5 | 5000 | 0.3 | 20 | 0.5 | 475 | 0.95 | 0.01 | 0.01 | 36.64 | 64243 | 2.82 | 30.02 | 30.02 | 44300.13 | 66084.99 | 2610262.85 | 0.00542 | 12.2872 | 15427.69 | 6213 | 5220152.1845 | 6213.0539 | 94494.4216 | 142.89 | 0 | 75575.5676 | 62289.6893 | 7766.3174 | 1485962.65 | 0 | 88281.3677 | 34607.4001 | 18918.8541
40000 | 10 | 500 | 0.4 | 35 | 0.8 | 250 | 0.95 | 0.055 | 0.1 | 228.02 | 390349 | 2.31 | 24.69 | 24.69 | 36337.12 | 112895.33 | 3658162.7 | 0.18405 | 429.0655 | 530619.32 | 199472 | 8598815.8416 | 199472.0486 | 1485323.3568 | 43.64 | 0 | 1208373.8314 | 378226.8166 | 249340.0607 | 1218858.79 | 0 | 1285851.3083 | 211029.1365 | 276949.5255
40000 | 5 | 500 | 0.4 | 20 | 0.8 | 700 | 0.9999 | 0.1 | 0.1 | 44.97 | 61129 | 2.33 | 24.96 | 24.96 | 36709.98 | 41518.44 | 1359365.68 | 0.1756 | 405.3234 | 516458.6 | 358668 | 3227494.517 | 358668.3694 | 417440.1979 | 118.78 | 0 | 46169.9754 | 58771.8285 | 448335.4617 | 1231365.54 | 0 | 58771.8285 | 34324.2744 | 371270.2225
50000 | 10 | 500 | 0.2 | 20 | 0.2 | 700 | 0.9999 | 0.01 | 0.1 | 260.3 | 763730 | 1.41 | 15.29 | 15.29 | 22310.48 | 112895.33 | 2243112.77 | 0.49989 | 1314.8906 | 1626106.4 | 611291 | 7593425.9019 | 611291.0538 | 2683170.3145 | 27.02 | 0 | 1929708.9998 | 749173.7577 | 764113.8173 | 748361.98 | 0 | 2071879.2606 | 387235.9886 | 753461.3146
40000 | 5 | 500 | 0.4 | 20 | 0.2 | 250 | 0.95 | 0.01 | 0.055 | 18.63 | 25571 | 2.83 | 30.16 | 30.16 | 44520.35 | 41518.44 | 1648067.86 | 0.000485 | 1.0869 | 1385.1 | 202 | 3301580.5455 | 202.1242 | 28009.1297 | 53.33 | 0 | 22544.2273 | 24595.2954 | 252.6552 | 1493349.56 | 0 | 27807.0055 | 14334.4826 | 5464.9024
50000 | 5 | 500 | 0.4 | 35 | 0.5 | 700 | 0.9999 | 0.01 | 0.01 | 99.76 | 170547 | 1.57 | 17.02 | 17.02 | 24826.45 | 41518.44 | 921321.26 | 0.44171 | 1233.3333 | 1571498.73 | 229350 | 2567386.5705 | 229350.0747 | 394590.8774 | 30.06 | 0 | 131384.1718 | 165240.8028 | 286687.5933 | 832755.32 | 0 | 165240.8028 | 92216.9368 | 263206.7056
40000 | 7.5 | 5000 | 0.4 | 50 | 0.8 | 250 | 0.97495 | 0.1 | 0.1 | 26.01 | 36112 | 2.81 | 29.98 | 29.98 | 44239.48 | 41518.44 | 1637656.03 | 0.006797 | 15.0504 | 19177.48 | 4898 | 3292886.0299 | 4897.8311 | 54783.9082 | 53 | 0 | 42469.83 | 34746.251 | 6122.2889 | 1483928.11 | 0 | 49886.0771 | 20199.9896 | 12314.0783
50000 | 5 | 500 | 0.2 | 20 | 0.8 | 250 | 0.95 | 0.1 | 0.1 | 105.29 | 183953 | 2.3 | 24.61 | 24.61 | 36208.74 | 66084.99 | 2134091.28 | 0.18686 | 435.0743 | 546271.62 | 80906 | 5089672.3042 | 80906.2141 | 797353.7532 | 43.51 | 0 | 680046.6186 | 178344.3415 | 101132.7676 | 1214552.49 | 0 | 716447.5392 | 99146.941 | 117307.1346
40000 | 10 | 2750 | 0.3 | 35 | 0.2 | 250 | 0.9999 | 0.1 | 0.01 | 227.57 | 387239 | 2.31 | 24.65 | 24.65 | 36275.19 | 112895.33 | 3651919.74 | 0.18544 | 433.5188 | 536126.51 | 201542 | 8602778.2489 | 201542.3904 | 1493727.2354 | 43.57 | 0 | 1215256.7848 | 375140.0211 | 251927.988 | 1216781.48 | 0 | 1292184.845 | 209532.6637 | 278470.4506
40000 | 5 | 2750 | 0.4 | 20 | 0.2 | 700 | 0.9999 | 0.055 | 0.1 | 366.41 | 1273967 | 0.95 | 10.35 | 10.35 | 15054.46 | 112895.33 | 1501236.59 | 0.66574 | 2066.6667 | 2555817.35 | 1045018 | 5914655.6424 | 1045018.1013 | 2298050.9174 | 49.21 | 0 | 1019314.9392 | 1253032.8161 | 1306272.6267 | 504972.88 | 0 | 1253032.8161 | 636588.641 | 1278735.9782
50000 | 5 | 5000 | 0.2 | 20 | 0.2 | 250 | 0.97495 | 0.01 | 0.01 | 150.51 | 256087 | 1.28 | 14.04 | 14.04 | 20379.33 | 41518.44 | 757012.28 | 0.5417 | 2034.9755 | 2592942.23 | 378423 | 2498786.7493 | 378423.0673 | 626505.7265 | 24.79 | 0 | 197208.7866 | 248082.6592 | 473028.8341 | 683585.33 | 0 | 248082.6592 | 138567.6176 | 429296.9398
40000 | 10 | 500 | 0.4 | 20 | 0.8 | 700 | 0.9999 | 0.1 | 0.01 | 178.96 | 407567 | 1.47 | 15.92 | 15.92 | 23219.82 | 66084.99 | 1370552.85 | 0.47822 | 1333.3333 | 1674108.38 | 247946 | 3760879.9343 | 247946.0267 | 645770.3975 | 28.12 | 0 | 319925.1108 | 397824.3708 | 309932.5333 | 778864.21 | 0 | 397824.3708 | 212177.9674 | 325845.2867
50000 | 10 | 5000 | 0.2 | 50 | 0.5 | 700 | 0.95 | 0.055 | 0.1 | 25.78 | 35041 | 2.82 | 30.05 | 30.05 | 44346.71 | 41518.44 | 1641632.3 | 0.004386 | 9.721 | 12386.73 | 4915 | 3294823.4321 | 4915.4602 | 48385.7577 | 143.04 | 0 | 36246.1621 | 33691.5247 | 6144.3253 | 1487525.1 | 0 | 43470.2975 | 19676.7255 | 12139.5956
40000 | 7.5 | 5000 | 0.2 | 20 | 0.5 | 700 | 0.95 | 0.055 | 0.1 | 34.65 | 60300 | 2.82 | 30.09 | 30.09 | 44404.76 | 66084.99 | 2616439.66 | 0.003068 | 6.9603 | 8738.89 | 2060 | 5225710.3871 | 2060.1867 | 81080.6063 | 84.33 | 0 | 67081.4161 | 58453.8007 | 2575.2334 | 1489472.21 | 0 | 79020.4196 | 32518.8391 | 13999.1902
40000 | 5 | 5000 | 0.4 | 20 | 0.8 | 700 | 0.9999 | 0.01 | 0.01 | 261.79 | 769738 | 1.39 | 15.15 | 15.15 | 22102 | 112895.33 | 2221713.14 | 0.50468 | 1333.3333 | 1648914.3 | 394656 | 6027305.0994 | 394656.2133 | 1149751.9194 | 42.43 | 0 | 611835.0563 | 755095.7061 | 493320.2667 | 741369.05 | 0 | 755095.7061 | 390205.9338 | 537916.8632
40000 | 7.5 | 5000 | 0.3 | 50 | 0.2 | 475 | 0.9999 | 0.01 | 0.01 | 207.84 | 303868 | 2.69 | 28.65 | 28.65 | 42264.42 | 112895.33 | 4253525.79 | 0.051256 | 118.3242 | 146329.97 | 55009 | 8791568.7185 | 55008.7569 | 697577.3735 | 50.65 | 0 | 580718.5571 | 292937.6166 | 68760.9461 | 1417678.69 | 0 | 642568.6166 | 168463.9869 | 116858.8164
45000 | 5 | 500 | 0.4 | 50 | 0.8 | 700 | 0.95 | 0.1 | 0.1 | 33.36 | 45347 | 2.76 | 29.41 | 29.41 | 43392.64 | 41518.44 | 1606337.36 | 0.025788 | 57.0673 | 72714.8 | 10612 | 3287931.095 | 10612.2033 | 111613.6046 | 52 | 0 | 91653.7736 | 43594.9517 | 13265.2541 | 1455522.69 | 0 | 101001.4014 | 25460.5841 | 19959.831
50000 | 10 | 500 | 0.4 | 20 | 0.2 | 700 | 0.97495 | 0.1 | 0.01 | 25.95 | 36675 | 2.79 | 29.76 | 29.76 | 43911.45 | 41518.44 | 1625528.54 | 0.014151 | 31.3013 | 39883.27 | 39569 | 3291400.2444 | 39569.053 | 74877.2847 | 141.66 | 0 | 27800.5003 | 35308.2318 | 49461.3162 | 1472925.15 | 0 | 35308.2318 | 20449.1699 | 47076.7844
40000 | 10 | 500 | 0.2 | 50 | 0.8 | 475 | 0.95 | 0.01 | 0.01 | 18.63 | 25571 | 2.83 | 30.16 | 30.16 | 44520.35 | 41518.44 | 1648067.86 | 0.000485 | 1.0869 | 1385.1 | 550 | 3301928.0296 | 549.6082 | 28356.6137 | 143.59 | 0 | 22544.2273 | 24595.2954 | 687.0102 | 1493349.56 | 0 | 27807.0055 | 14334.4826 | 5812.3864
50000 | 5 | 5000 | 0.4 | 20 | 0.5 | 250 | 0.95 | 0.055 | 0.055 | 271.69 | 810398 | 1.33 | 14.43 | 14.43 | 21015.51 | 112895.33 | 2110471.25 | 0.52959 | 1440.8047 | 1781822.91 | 1821371 | 7317794.4235 | 1821371.4102 | 2616551.9275 | 68.61 | 0 | 644550.4574 | 795180.5173 | 2276714.2627 | 704924.87 | 0 | 795180.5173 | 410278.3511 | 1972001.4701
50000 | 5 | 500 | 0.4 | 50 | 0.5 | 250 | 0.9999 | 0.01 | 0.1 | 201.93 | 484896 | 1.32 | 14.39 | 14.39 | 20994.18 | 66084.99 | 1238428.24 | 0.52873 | 1609.4031 | 2020736.47 | 813801 | 4160758.5506 | 813800.9856 | 1287647.871 | 68.45 | 0 | 381724.4853 | 473846.8854 | 1017251.2319 | 704209.43 | 0 | 473846.8854 | 250918.2194 | 905923.3857
40000 | 5 | 5000 | 0.4 | 20 | 0.5 | 700 | 0.97495 | 0.1 | 0.1 | 112.78 | 190981 | 1.45 | 15.81 | 15.81 | 23042.25 | 41518.44 | 855583.12 | 0.48174 | 1478.8295 | 1884307.47 | 437722 | 2691061.7477 | 437721.9437 | 622708.9465 | 44.28 | 0 | 147019.5338 | 184987.0028 | 547152.4296 | 772908.07 | 0 | 184987.0028 | 103413.8244 | 475689.4127
50000 | 10 | 2750 | 0.2 | 20 | 0.5 | 475 | 0.9999 | 0.1 | 0.01 | 261.79 | 769738 | 1.39 | 15.15 | 15.15 | 22102 | 112895.33 | 2221713.14 | 0.50468 | 1333.3333 | 1648914.3 | 619865 | 6252513.9528 | 619865.0667 | 1374960.7728 | 26.77 | 0 | 611835.0563 | 755095.7061 | 774831.3333 | 741369.05 | 0 | 755095.7061 | 390205.9338 | 763125.7165
40000 | 10 | 5000 | 0.4 | 20 | 0.8 | 700 | 0.9999 | 0.055 | 0.1 | 25.83 | 36371 | 2.79 | 29.75 | 29.75 | 43897.86 | 41518.44 | 1625029.3 | 0.014454 | 32.0054 | 40781.23 | 40459 | 3291564.6127 | 40459.1584 | 75475.6077 | 141.61 | 0 | 27564.8239 | 35016.4493 | 50573.948 | 1472469.17 | 0 | 35016.4493 | 20296.3511 | 47910.7838
50000 | 7.5 | 500 | 0.2 | 50 | 0.8 | 700 | 0.9999 | 0.1 | 0.1 | 261.79 | 769738 | 1.39 | 15.15 | 15.15 | 22102 | 112895.33 | 2221713.14 | 0.50468 | 1333.3333 | 1648914.3 | 247946 | 5880594.9128 | 247946.0267 | 1003041.7328 | 26.77 | 0 | 611835.0563 | 755095.7061 | 309932.5333 | 741369.05 | 0 | 755095.7061 | 390205.9338 | 391206.6765
50000 | 5 | 5000 | 0.2 | 20 | 0.8 | 700 | 0.95 | 0.055 | 0.01 | 195.86 | 291242 | 2.71 | 28.84 | 28.84 | 42558.24 | 112895.33 | 4283224.76 | 0.044634 | 103.1347 | 127545 | 52150 | 8795929.1551 | 52150.4497 | 637820.5529 | 137.31 | 0 | 526561.3845 | 280921.8634 | 65188.0621 | 1427534.28 | 0 | 585670.1033 | 160997.2651 | 111259.1685
40000 | 5 | 500 | 0.2 | 35 | 0.8 | 250 | 0.9999 | 0.055 | 0.01 | 89.12 | 165979 | 2.79 | 29.75 | 29.75 | 43912.43 | 112895.33 | 4420049.93 | 0.014137 | 32.4425 | 40121.42 | 41012 | 8842619.2463 | 41011.6518 | 298084.8316 | 141.65 | 0 | 224526.4242 | 161210.3156 | 51264.5647 | 1472958.07 | 0 | 257073.1798 | 88649.1664 | 73558.4074
40000 | 10 | 500 | 0.4 | 50 | 0.8 | 250 | 0.95 | 0.1 | 0.01 | 18.65 | 25585 | 2.83 | 30.16 | 30.16 | 44519.35 | 41518.44 | 1648034.88 | 0.000505 | 1.1457 | 1459.53 | 579 | 3302066.1781 | 579.3377 | 28571.3997 | 143.59 | 0 | 22726.4892 | 24606.6236 | 724.1721 | 1493315.73 | 0 | 27992.0621 | 14342.0945 | 5844.9106
50000 | 7.5 | 500 | 0.2 | 20 | 0.2 | 475 | 0.9999 | 0.055 | 0.01 | 257.06 | 724892 | 1.48 | 16.03 | 16.03 | 23398.21 | 112895.33 | 2353957.52 | 0.47511 | 1233.3333 | 1525245.91 | 401363 | 7719693.0675 | 401362.6307 | 2637341.7364 | 28.32 | 0 | 2100532.221 | 710583.189 | 501703.2883 | 784847.87 | 0 | 2235979.1057 | 368923.2052 | 536809.5154
45000 | 10 | 5000 | 0.2 | 35 | 0.2 | 700 | 0.95 | 0.055 | 0.01 | 20.31 | 28847 | 2.83 | 30.13 | 30.13 | 44473.49 | 41518.44 | 1646333.64 | 0.001536 | 3.4252 | 4364.47 | 4330 | 3300127.514 | 4329.9598 | 35557.2726 | 143.44 | 0 | 25326.2499 | 27781.7194 | 5412.4497 | 1491777.48 | 0 | 31227.3128 | 16073.0091 | 10231.0226
45000 | 7.5 | 5000 | 0.4 | 20 | 0.8 | 475 | 0.9999 | 0.1 | 0.1 | 87.15 | 149015 | 1.7 | 18.43 | 18.43 | 26929.48 | 41518.44 | 998323.88 | 0.39481 | 1028.1024 | 1309996.08 | 532543 | 2965941.5982 | 532542.9194 | 676923.446 | 51.62 | 0 | 114798.7678 | 144380.5266 | 665678.6493 | 903297.57 | 0 | 144380.5266 | 80573.2615 | 562124.6782
50000 | 10 | 500 | 0.2 | 50 | 0.8 | 700 | 0.9999 | 0.01 | 0.055 | 234.27 | 363394 | 2.38 | 25.43 | 25.43 | 37453.64 | 112895.33 | 3770383.9 | 0.15902 | 368.1113 | 455238.02 | 190677 | 8619760.3178 | 190676.624 | 1320382.1748 | 71.27 | 0 | 1056464.4937 | 351020.6002 | 238345.78 | 1256310.21 | 0 | 1129705.5507 | 199490.1955 | 263917.6811
40000 | 10 | 500 | 0.2 | 50 | 0.2 | 250 | 0.9999 | 0.1 | 0.055 | 63.65 | 104365 | 2.73 | 29.12 | 29.12 | 42957.92 | 66084.99 | 2531183.88 | 0.035543 | 80.0099 | 100459.17 | 40457 | 5200189.6551 | 40457.3426 | 258878.9908 | 138.62 | 0 | 197570.5191 | 100993.3314 | 50571.6783 | 1440940.86 | 0 | 218421.6482 | 56793.2248 | 61308.4717
50000 | 10 | 500 | 0.4 | 35 | 0.8 | 700 | 0.9999 | 0.055 | 0.1 | 93.87 | 160774 | 1.63 | 17.68 | 17.68 | 25812.32 | 41518.44 | 957281.9 | 0.41981 | 1130.2329 | 1440129.29 | 525444 | 2908573.4168 | 525443.9307 | 681225.8173 | 31.23 | 0 | 123873.5472 | 155781.8867 | 656804.9133 | 865824.71 | 0 | 155781.8867 | 86910.2815 | 557352.2701
45000 | 5 | 500 | 0.4 | 20 | 0.5 | 700 | 0.95 | 0.055 | 0.055 | 35.58 | 62161 | 2.82 | 30.06 | 30.06 | 44373.34 | 66084.99 | 2614585.05 | 0.003774 | 8.5511 | 10736.99 | 3975 | 5223677.5454 | 3975.401 | 85922.7099 | 53.16 | 0 | 69645.7776 | 60269.35 | 4969.2513 | 1488418.36 | 0 | 81947.3089 | 33506.2734 | 16276.9323
50000 | 5 | 500 | 0.3 | 20 | 0.8 | 700 | 0.97495 | 0.01 | 0.055 | 243.56 | 448287 | 2.18 | 23.37 | 23.37 | 34370.97 | 112895.33 | 3460865.43 | 0.22806 | 538.7423 | 666255 | 159463 | 8517502.3023 | 159463.4923 | 1734355.0469 | 65.49 | 0 | 1486843.2933 | 435262.1487 | 199329.3653 | 1152907.98 | 0 | 1574891.5546 | 239821.2914 | 247511.7536
40000 | 5 | 5000 | 0.4 | 50 | 0.2 | 700 | 0.9999 | 0.01 | 0.01 | 102.74 | 171228 | 1.52 | 16.5 | 16.5 | 24059.74 | 41518.44 | 893269.41 | 0.4588 | 1333.3333 | 1698917.34 | 247946 | 2548527.7246 | 247946.0267 | 413723.8609 | 29.15 | 0 | 131654.1436 | 165777.8342 | 309932.5333 | 807037.73 | 0 | 165777.8342 | 92944.3402 | 282069.7173
50000 | 5 | 2750 | 0.2 | 50 | 0.8 | 700 | 0.9999 | 0.01 | 0.1 | 227.57 | 387239 | 2.31 | 24.65 | 24.65 | 36275.19 | 112895.33 | 3651919.74 | 0.18544 | 433.5188 | 536126.51 | 201542 | 8602778.2489 | 201542.3904 | 1493727.2354 | 43.57 | 0 | 1215256.7848 | 375140.0211 | 251927.988 | 1216781.48 | 0 | 1292184.845 | 209532.6637 | 278470.4506
50000 | 5 | 5000 | 0.3 | 20 | 0.2 | 250 | 0.95 | 0.1 | 0.1 | 258.44 | 754153 | 1.4 | 15.22 | 15.22 | 22201.38 | 112895.33 | 2232236.87 | 0.50234 | 1333.3333 | 1648914.3 | 247946 | 5888444.6843 | 247946.0267 | 987660.2148 | 26.89 | 0 | 599254.583 | 739714.1882 | 309932.5333 | 744702.49 | 0 | 739714.1882 | 382576.5936 | 388405.6319
40000 | 5 | 5000 | 0.4 | 20 | 0.2 | 700 | 0.95 | 0.055 | 0.01 | 232.12 | 323009 | 2.64 | 28.14 | 28.14 | 41503.43 | 112895.33 | 4176715.71 | 0.068385 | 157.5535 | 194843.86 | 46635 | 8766792.1823 | 46634.6151 | 823014.8155 | 78.86 | 0 | 710068.6616 | 310831.9322 | 58293.2689 | 1392152.56 | 0 | 776380.2004 | 180615.933 | 112946.1539
50000 | 10 | 500 | 0.4 | 35 | 0.5 | 475 | 0.95 | 0.1 | 0.01 | 314.59 | 999513 | 1.17 | 12.78 | 12.78 | 18613.47 | 112895.33 | 1863272.36 | 0.58484 | 1650 | 2040531.63 | 854677 | 6098622.0407 | 854677.362 | 1836424.9915 | 35.79 | 0 | 797007.0128 | 981747.6295 | 1068346.7025 | 624352.88 | 0 | 981747.6295 | 503186.9179 | 1039417.9787
40000 | 5 | 5000 | 0.2 | 20 | 0.8 | 700 | 0.9999 | 0.01 | 0.1 | 19.27 | 26794 | 2.83 | 30.16 | 30.16 | 44509.72 | 41518.44 | 1647679.21 | 0.00072 | 1.6248 | 2070.11 | 755 | 3300982.1883 | 755.354 | 29978.1028 | 53.32 | 0 | 23720.7418 | 25785.7873 | 944.1925 | 1492992.83 | 0 | 29222.7488 | 14986.0815 | 6257.361
40000 | 5 | 500 | 0.2 | 20 | 0.8 | 250 | 0.95 | 0.1 | 0.055 | 142.12 | 228059 | 2.76 | 29.39 | 29.39 | 43377.37 | 112895.33 | 4365974.05 | 0.026189 | 60.3416 | 74623.17 | 53396 | 8824808.8928 | 53395.9401 | 452230.4933 | 139.93 | 0 | 353118.8308 | 220533.7347 | 66744.9251 | 1455010.51 | 0 | 398834.5533 | 124518.1157 | 99111.6626
50000 | 10 | 5000 | 0.4 | 50 | 0.8 | 250 | 0.95 | 0.1 | 0.1 | 18.65 | 25585 | 2.83 | 30.16 | 30.16 | 44519.35 | 41518.44 | 1648034.88 | 0.000505 | 1.1457 | 1459.53 | 1014 | 3301538.8431 | 1013.8409 | 28044.0647 | 143.59 | 0 | 21764.6509 | 24606.6236 | 1267.3012 | 1493315.73 | 0 | 27030.2238 | 14342.0945 | 6279.4138
50000 | 7.5 | 500 | 0.2 | 20 | 0.2 | 250 | 0.95 | 0.01 | 0.055 | 25.8 | 35070 | 2.82 | 30.05 | 30.05 | 44356.17 | 41518.44 | 1641982.8 | 0.004174 | 9.251 | 11787.46 | 1720 | 3296176.7574 | 1720.3131 | 49016.2053 | 53.14 | 0 | 40065.9834 | 33718.4511 | 2150.3913 | 1487842.31 | 0 | 47295.8923 | 19692.4512 | 8950.222
40000 | 7.5 | 2750 | 0.3 | 20 | 0.2 | 250 | 0.95 | 0.1 | 0.1 | 87.9 | 147935 | 1.69 | 18.28 | 18.28 | 26712.87 | 41518.44 | 990386.06 | 0.39965 | 1047.8269 | 1335128.53 | 529838 | 2952903.9479 | 529837.7791 | 673105.9074 | 86.97 | 0 | 113830.3389 | 143268.1283 | 662297.2239 | 896031.83 | 0 | 143268.1283 | 80181.1251 | 559275.5685
50000 | 5 | 5000 | 0.4 | 20 | 0.2 | 250 | 0.9999 | 0.1 | 0.01 | 86.57 | 163159 | 2.79 | 29.76 | 29.76 | 43921.42 | 112895.33 | 4420961.15 | 0.013934 | 32.0968 | 39693.43 | 40575 | 8843389.6239 | 40574.7061 | 293941.0002 | 141.68 | 0 | 221424.6325 | 158524.7705 | 50718.3826 | 1473259.52 | 0 | 253366.2941 | 87001.0426 | 72516.3677
40000 | 10 | 5000 | 0.4 | 20 | 0.8 | 250 | 0.95 | 0.1 | 0.01 | 232.12 | 323009 | 2.64 | 28.14 | 28.14 | 41503.43 | 112895.33 | 4176715.71 | 0.068385 | 157.5535 | 194843.86 | 46635 | 8766792.1823 | 46634.6151 | 823014.8155 | 78.86 | 0 | 710068.6616 | 310831.9322 | 58293.2689 | 1392152.56 | 0 | 776380.2004 | 180615.933 | 112946.1539
40000 | 10 | 5000 | 0.4 | 35 | 0.2 | 250 | 0.97495 | 0.01 | 0.01 | 366.41 | 1273967 | 0.95 | 10.35 | 10.35 | 15054.46 | 112895.33 | 1501236.59 | 0.66574 | 2066.6667 | 2555817.35 | 384316 | 5253953.8824 | 384316.3413 | 1637349.1574 | 18.28 | 0 | 1019314.9392 | 1253032.8161 | 480395.4267 | 504972.88 | 0 | 1253032.8161 | 636588.641 | 618034.2182
50000 | 5 | 500 | 0.2 | 20 | 0.8 | 250 | 0.9999 | 0.01 | 0.1 | 244.8 | 596660 | 1.16 | 12.69 | 12.69 | 18462.58 | 66084.99 | 1087400.84 | 0.58639 | 2066.6667 | 2594868.18 | 611717 | 3776120.8633 | 611717.1307 | 1194962.5419 | 35.52 | 0 | 470075.5445 | 583245.4113 | 764646.4133 | 619291.83 | 0 | 583245.4113 | 308246.2183 | 724886.9974
40000 | 10 | 500 | 0.2 | 20 | 0.8 | 700 | 0.95 | 0.1 | 0.1 | 17.89 | 24688 | 2.83 | 30.16 | 30.16 | 44520.55 | 41518.44 | 1648079.25 | 0.000478 | 1.0853 | 1383.21 | 1372 | 3302452.4418 | 1371.9723 | 27871.5452 | 143.59 | 0 | 21424.142 | 23748.2105 | 1714.9653 | 1493356.02 | 0 | 26499.5729 | 13824.1957 | 6447.4032
50000 | 5 | 500 | 0.3 | 50 | 0.8 | 475 | 0.95 | 0.01 | 0.1 | 380.31 | 1355732 | 0.89 | 9.75 | 9.75 | 14153.34 | 112895.33 | 1409544.88 | 0.68623 | 2166.6667 | 2679486.65 | 402912 | 5182456.6641 | 402912.2933 | 1736839.9893 | 17.21 | 0 | 1085696.7768 | 1333927.696 | 503640.3667 | 474746.39 | 0 | 1333927.696 | 676118.5136 | 651143.2126
50000 | 10 | 5000 | 0.3 | 20 | 0.2 | 475 | 0.9999 | 0.055 | 0.055 | 44.14 | 74153 | 2.81 | 29.92 | 29.92 | 44149.89 | 66084.99 | 2601379.15 | 0.008804 | 19.826 | 24893.58 | 3687 | 5214908.9482 | 3686.835 | 117435.2849 | 52.9 | 0 | 98988.5518 | 71809.4697 | 4608.5437 | 1480923.04 | 0 | 113748.45 | 40202.2458 | 18446.7332
45000 | 10 | 2750 | 0.4 | 50 | 0.5 | 250 | 0.95 | 0.01 | 0.1 | 87.9 | 147935 | 1.69 | 18.28 | 18.28 | 26712.87 | 41518.44 | 990386.06 | 0.39965 | 1047.8269 | 1335128.53 | 529838 | 2952903.9479 | 529837.7791 | 673105.9074 | 86.97 | 0 | 113830.3389 | 143268.1283 | 662297.2239 | 896031.83 | 0 | 143268.1283 | 80181.1251 | 559275.5685
40000 | 10 | 5000 | 0.4 | 50 | 0.8 | 700 | 0.9999 | 0.01 | 0.01 | 99.76 | 170547 | 1.57 | 17.02 | 17.02 | 24826.45 | 41518.44 | 921321.26 | 0.44171 | 1233.3333 | 1571498.73 | 229350 | 2567386.5705 | 229350.0747 | 394590.8774 | 30.06 | 0 | 131384.1718 | 165240.8028 | 286687.5933 | 832755.32 | 0 | 165240.8028 | 92216.9368 | 263206.7056
50000 | 10 | 500 | 0.2 | 50 | 0.8 | 475 | 0.95 | 0.1 | 0.055 | 21.12 | 28709 | 2.83 | 30.09 | 30.09 | 44412.02 | 41518.44 | 1644055.71 | 0.002917 | 6.4686 | 8241.8 | 3007 | 3298326.5803 | 3007.2281 | 40100.9928 | 53.21 | 0 | 31175.766 | 27600.0363 | 3759.0351 | 1489715.73 | 0 | 37093.7647 | 16119.1381 | 8925.2267
40000 | 5 | 5000 | 0.2 | 50 | 0.8 | 700 | 0.95 | 0.01 | 0.055 | 18.65 | 25585 | 2.83 | 30.16 | 30.16 | 44519.35 | 41518.44 | 1648034.88 | 0.000505 | 1.1457 | 1459.53 | 848 | 3301853.7314 | 847.8102 | 28358.953 | 84.54 | 0 | 22245.57 | 24606.6236 | 1059.7627 | 1493315.73 | 0 | 27511.1429 | 14342.0945 | 6113.383
40000 | 7.5 | 500 | 0.3 | 50 | 0.8 | 250 | 0.9999 | 0.055 | 0.1 | 227.57 | 387239 | 2.31 | 24.65 | 24.65 | 36275.19 | 112895.33 | 3651919.74 | 0.18544 | 433.5188 | 536126.51 | 201542 | 8602778.2489 | 201542.3904 | 1493727.2354 | 43.57 | 0 | 1215256.7848 | 375140.0211 | 251927.988 | 1216781.48 | 0 | 1292184.845 | 209532.6637 | 278470.4506
40000 | 10 | 5000 | 0.4 | 50 | 0.8 | 250 | 0.9999 | 0.01 | 0.1 | 106.93 | 176171 | 1.48 | 16.15 | 16.15 | 23542.94 | 41518.44 | 874182.41 | 0.47042 | 1406.9778 | 1792754.4 | 457872 | 2733290.0505 | 457871.5889 | 628373.8314 | 28.53 | 0 | 135331.5045 | 170502.2425 | 572339.4862 | 789702.66 | 0 | 170502.2425 | 95796.2334 | 493042.3269
50000 | 7.5 | 5000 | 0.4 | 20 | 0.2 | 700 | 0.9999 | 0.01 | 0.01 | 44.97 | 61129 | 2.33 | 24.96 | 24.96 | 36709.98 | 41518.44 | 1359365.68 | 0.1756 | 405.3234 | 516458.6 | 358668 | 3227494.517 | 358668.3694 | 417440.1979 | 118.78 | 0 | 46169.9754 | 58771.8285 | 448335.4617 | 1231365.54 | 0 | 58771.8285 | 34324.2744 | 371270.2225
50000 | 10 | 500 | 0.3 | 20 | 0.2 | 250 | 0.9999 | 0.01 | 0.01 | 232.99 | 322333 | 2.63 | 28.01 | 28.01 | 41314.53 | 112895.33 | 4157841.95 | 0.072599 | 166.1968 | 205533.57 | 30906 | 8744233.4757 | 30905.8842 | 832107.1979 | 49.53 | 0 | 734960.0996 | 310113.3573 | 38632.3553 | 1385816.39 | 0 | 801201.3137 | 180424.3862 | 97147.0983
40000 | 10 | 2750 | 0.2 | 50 | 0.8 | 700 | 0.9999 | 0.055 | 0.1 | 20.24 | 28653 | 2.83 | 30.13 | 30.13 | 44473.16 | 41518.44 | 1646325.78 | 0.001541 | 3.4445 | 4388.97 | 641 | 3300335.846 | 640.5464 | 35515.2498 | 53.28 | 0 | 29010.565 | 27588.2745 | 800.683 | 1491766.4 | 0 | 34874.7035 | 15972.4364 | 6504.6848
45000 | 5 | 500 | 0.2 | 20 | 0.2 | 700 | 0.95 | 0.1 | 0.1 | 232.99 | 322333 | 2.63 | 28.01 | 28.01 | 41314.53 | 112895.33 | 4157841.95 | 0.072599 | 166.1968 | 205533.57 | 30906 | 8744233.4757 | 30905.8842 | 832107.1979 | 49.53 | 0 | 734960.0996 | 310113.3573 | 38632.3553 | 1385816.39 | 0 | 801201.3137 | 180424.3862 | 97147.0983
50000 | 10 | 500 | 0.2 | 20 | 0.8 | 700 | 0.95 | 0.1 | 0.01 | 59.27 | 91629 | 2.1 | 22.55 | 22.55 | 33097.9 | 41518.44 | 1226151.23 | 0.25643 | 612.8193 | 780847.34 | 453474 | 3156336.7931 | 453474.275 | 541974.0987 | 63.17 | 0 | 70022.0419 | 88499.8237 | 566842.8437 | 1110205.3 | 0 | 88499.8237 | 50328.8243 | 471952.0567
45000 | 5 | 5000 | 0.4 | 35 | 0.8 | 250 | 0.95 | 0.1 | 0.01 | 114.18 | 216716 | 2.04 | 21.91 | 21.91 | 32149.51 | 66084.99 | 1895635.3 | 0.27777 | 671.488 | 843107.91 | 848851 | 5002597.7019 | 848851.3469 | 1059449.1256 | 104.26 | 0 | 168212.4551 | 210597.7787 | 1061064.1836 | 1078393.28 | 0 | 210597.7787 | 115446.948 | 891236.6705
40000 | 10 | 500 | 0.3 | 35 | 0.8 | 700 | 0.95 | 0.1 | 0.055 | 33.47 | 57964 | 2.83 | 30.12 | 30.12 | 44463.24 | 66084.99 | 2619879.91 | 0.001757 | 4.0343 | 5064.88 | 5100 | 5228647.3484 | 5099.8359 | 71509.8541 | 143.41 | 0 | 54924.8963 | 56182.7727 | 6374.7949 | 1491433.74 | 0 | 66410.0182 | 31282.5797 | 16584.9577
40000 | 5 | 500 | 0.2 | 50 | 0.8 | 700 | 0.95 | 0.1 | 0.01 | 150.51 | 256087 | 1.28 | 14.04 | 14.04 | 20379.33 | 41518.44 | 757012.28 | 0.5417 | 2034.9755 | 2592942.23 | 378423 | 2498786.7493 | 378423.0673 | 626505.7265 | 24.79 | 0 | 197208.7866 | 248082.6592 | 473028.8341 | 683585.33 | 0 | 248082.6592 | 138567.6176 | 429296.9398
50000 | 5 | 5000 | 0.4 | 35 | 0.5 | 250 | 0.9999 | 0.1 | 0.1 | 86.61 | 162862 | 2.79 | 29.75 | 29.75 | 43905.67 | 112895.33 | 4419374.71 | 0.014287 | 33.0334 | 40852.11 | 41759 | 8844198.5836 | 41758.6164 | 297589.2643 | 141.63 | 0 | 223938.1917 | 158221.788 | 52198.2705 | 1472731.29 | 0 | 255830.6479 | 86867.0196 | 73651.0726
50000 | 10 | 500 | 0.4 | 50 | 0.2 | 250 | 0.95 | 0.055 | 0.1 | 16.57 | 23319 | 2.83 | 30.17 | 30.17 | 44523.82 | 41518.44 | 1648195.87 | 0.000407 | 0.9144 | 1165.55 | 1156 | 3302716.9725 | 1155.9856 | 26306.0301 | 143.6 | 0 | 20372.499 | 22447.981 | 1444.982 | 1493465.89 | 0 | 25150.0445 | 13012.831 | 5933.5311
50000 | 10 | 5000 | 0.4 | 20 | 0.5 | 700 | 0.95 | 0.1 | 0.055 | 254.45 | 731425 | 1.47 | 15.98 | 15.98 | 23321.65 | 112895.33 | 2346006.07 | 0.47688 | 1233.3333 | 1525245.91 | 229350 | 7255176.5821 | 229350.0747 | 2187244.9207 | 28.23 | 0 | 1821476.5257 | 717231.3194 | 286687.5933 | 782279.76 | 0 | 1957894.846 | 371569.1513 | 365768.395
40000 | 5 | 500 | 0.2 | 35 | 0.2 | 700 | 0.95 | 0.01 | 0.01 | 254.45 | 731425 | 1.47 | 15.98 | 15.98 | 23321.65 | 112895.33 | 2346006.07 | 0.47688 | 1233.3333 | 1525245.91 | 1559100 | 7344262.5675 | 1559099.5867 | 2276330.906 | 76 | 0 | 580812.999 | 717231.3194 | 1948874.4833 | 782279.76 | 0 | 717231.3194 | 371569.1513 | 1695517.907
40000 | 10 | 500 | 0.2 | 20 | 0.2 | 250 | 0.97495 | 0.055 | 0.01 | 232.24 | 320333 | 2.63 | 28.03 | 28.03 | 41342.76 | 112895.33 | 4160583.6 | 0.071983 | 165.7307 | 204956.52 | 30819 | 8749065.2046 | 30819.2098 | 828691.4075 | 49.56 | 0 | 732005.3253 | 308161.48 | 38524.0122 | 1386763.39 | 0 | 797872.1978 | 179404.7737 | 96686.0822
40000 | 7.5 | 2750 | 0.3 | 20 | 0.8 | 700 | 0.9999 | 0.01 | 0.01 | 21.32 | 28979 | 2.82 | 30.09 | 30.09 | 44404.25 | 41518.44 | 1643771.07 | 0.00309 | 6.873 | 8757.21 | 3195 | 3298576.4194 | 3195.2343 | 41144.5409 | 53.2 | 0 | 31975.1273 | 27862.0481 | 3994.0429 | 1489455.22 | 0 | 37949.3065 | 16272.1598 | 9169.4135
50000 | 5 | 500 | 0.4 | 50 | 0.2 | 700 | 0.9999 | 0.055 | 0.1 | 260.12 | 761979 | 1.4 | 15.19 | 15.19 | 22151.2 | 112895.33 | 2226928.93 | 0.50352 | 1333.3333 | 1648914.3 | 433906 | 6070425.969 | 433905.5467 | 1181345.4066 | 26.83 | 0 | 605573.3746 | 747439.8599 | 542381.9333 | 743019.24 | 0 | 747439.8599 | 386408.5807 | 575772.032
40000 | 7.5 | 2750 | 0.4 | 20 | 0.8 | 700 | 0.95 | 0.1 | 0.055 | 280.09 | 849033 | 1.31 | 14.25 | 14.25 | 20749.94 | 112895.33 | 2082700.01 | 0.53578 | 1449.7326 | 1792863.8 | 1832657 | 7309357.9748 | 1832657.4131 | 2665966.7044 | 67.77 | 0 | 675730.0106 | 833309.2914 | 2290821.7664 | 696016.77 | 0 | 833309.2914 | 429206.2786 | 1990236.6938
50000 | 10 | 5000 | 0.2 | 35 | 0.2 | 700 | 0.9999 | 0.01 | 0.01 | 207.86 | 506472 | 1.3 | 14.17 | 14.17 | 20669.5 | 66084.99 | 1218962.24 | 0.53616 | 1650 | 2071709.31 | 767083 | 4093808.4676 | 767083.02 | 1262164.9148 | 25.03 | 0 | 399015.1886 | 495081.8948 | 958853.775 | 693318.71 | 0 | 495081.8948 | 261661.5159 | 863149.7262
40000 | 10 | 5000 | 0.2 | 20 | 0.8 | 250 | 0.95 | 0.01 | 0.1 | 20.24 | 28653 | 2.83 | 30.13 | 30.13 | 44473.16 | 41518.44 | 1646325.78 | 0.001541 | 3.4445 | 4388.97 | 641 | 3300335.846 | 640.5464 | 35515.2498 | 53.28 | 0 | 29010.565 | 27588.2745 | 800.683 | 1491766.4 | 0 | 34874.7035 | 15972.4364 | 6504.6848
40000 | 10 | 5000 | 0.4 | 20 | 0.2 | 250 | 0.95 | 0.055 | 0.1 | 261.79 | 769738 | 1.39 | 15.15 | 15.15 | 22102 | 112895.33 | 2221713.14 | 0.50468 | 1333.3333 | 1648914.3 | 986641 | 6619289.4194 | 986640.5333 | 1741736.2394 | 42.43 | 0 | 611835.0563 | 755095.7061 | 1233300.6667 | 741369.05 | 0 | 755095.7061 | 390205.9338 | 1129901.1832
40000 | 10 | 5000 | 0.4 | 50 | 0.8 | 250 | 0.9999 | 0.1 | 0.01 | 18.65 | 25585 | 2.83 | 30.16 | 30.16 | 44519.35 | 41518.44 | 1648034.88 | 0.000505 | 1.1457 | 1459.53 | 593 | 3302080.3075 | 593.4671 | 28585.5292 | 84.54 | 0 | 22726.4892 | 24606.6236 | 741.8339 | 1493315.73 | 0 | 27992.0621 | 14342.0945 | 5859.04
50000 | 5 | 500 | 0.2 | 35 | 0.5 | 700 | 0.95 | 0.01 | 0.1 | 372.36 | 1309507 | 0.93 | 10.19 | 10.19 | 14817.55 | 112895.33 | 1476841.62 | 0.67119 | 2066.6667 | 2555817.35 | 960791 | 5818404.5271 | 960790.8533 | 2248986.8076 | 17.99 | 0 | 1048175.1909 | 1288195.9543 | 1200988.5667 | 497026.23 | 0 | 1288195.9543 | 653756.1165 | 1200811.6167
40000 | 10 | 2750 | 0.4 | 50 | 0.5 | 700 | 0.9999 | 0.1 | 0.01 | 56.83 | 83941 | 2.11 | 22.64 | 22.64 | 33232.97 | 41518.44 | 1231133 | 0.25341 | 605.4092 | 771405.12 | 447991 | 3156445.0753 | 447990.933 | 528939.7145 | 63.42 | 0 | 63893.0326 | 80948.7814 | 559988.6663 | 1114736.05 | 0 | 80948.7814 | 46455.5648 | 465046.6819
40000 | 10 | 5000 | 0.2 | 20 | 0.8 | 475 | 0.9999 | 0.01 | 0.01 | 326.11 | 1048102 | 1.12 | 12.21 | 12.21 | 17792.87 | 112895.33 | 1780778.51 | 0.60329 | 1750 | 2164200.93 | 1294966 | 6445475.6389 | 1294965.7 | 2324632.0259 | 34.2 | 0 | 836134.5642 | 1029666.3259 | 1618707.125 | 596827.55 | 0 | 1029666.3259 | 527131.7832 | 1488497.4617
50000 | 5 | 2750 | 0.3 | 20 | 0.8 | 250 | 0.9999 | 0.055 | 0.01 | 377.32 | 1337849 | 0.9 | 9.85 | 9.85 | 14310.58 | 112895.33 | 1425686.23 | 0.68263 | 2166.6667 | 2679486.65 | 402912 | 5194881.4997 | 402912.2933 | 1719141.911 | 17.4 | 0 | 1071171.0256 | 1316229.6176 | 503640.3667 | 480020.74 | 0 | 1316229.6176 | 667477.8933 | 647970.8854
40000 | 5 | 5000 | 0.4 | 50 | 0.2 | 250 | 0.95 | 0.1 | 0.01 | 255.56 | 727872 | 1.48 | 16 | 16 | 23359.95 | 112895.33 | 2349997.92 | 0.476 | 1233.3333 | 1525245.91 | 1559100 | 7348081.6306 | 1559099.5867 | 2272732.0262 | 76.13 | 0 | 577757.7651 | 713632.4396 | 1948874.4833 | 783564.42 | 0 | 713632.4396 | 370088.3968 | 1694974.2611
40000 | 10 | 500 | 0.2 | 20 | 0.5 | 250 | 0.95 | 0.1 | 0.1 | 123.63 | 204236 | 1.38 | 15.06 | 15.06 | 21907.85 | 41518.44 | 813574.64 | 0.50731 | 1700 | 2166120.18 | 316131 | 2510065.9717 | 316131.184 | 513807.44 | 26.59 | 0 | 156920.5713 | 197676.256 | 395163.98 | 734856.67 | 0 | 197676.256 | 111008.2217 | 356886.8686
50000 | 10 | 500 | 0.4 | 20 | 0.8 | 700 | 0.9999 | 0.01 | 0.01 | 255.56 | 727872 | 1.48 | 16 | 16 | 23359.95 | 112895.33 | 2349997.92 | 0.476 | 1233.3333 | 1525245.91 | 1091370 | 6880351.7546 | 1091369.7107 | 1805002.1502 | 76.13 | 0 | 577757.7651 | 713632.4396 | 1364212.1383 | 783564.42 | 0 | 713632.4396 | 370088.3968 | 1227244.3851
50000 | 5 | 500 | 0.2 | 20 | 0.2 | 700 | 0.95 | 0.055 | 0.01 | 87.45 | 147550 | 1.69 | 18.28 | 18.28 | 26708.54 | 41518.44 | 990233.57 | 0.39974 | 1048.6704 | 1336203.63 | 530264 | 2953175.3236 | 530264.2954 | 673169.5979 | 86.96 | 0 | 113555.6945 | 142905.3025 | 662830.3692 | 895886.5 | 0 | 142905.3025 | 79940.9412 | 559613.9034
50000 | 5 | 2750 | 0.4 | 20 | 0.2 | 250 | 0.9999 | 0.01 | 0.1 | 372.36 | 1309507 | 0.93 | 10.19 | 10.19 | 14817.55 | 112895.33 | 1476841.62 | 0.67119 | 2066.6667 | 2555817.35 | 1045018 | 5902631.7751 | 1045018.1013 | 2333214.0556 | 48.44 | 0 | 1048175.1909 | 1288195.9543 | 1306272.6267 | 497026.23 | 0 | 1288195.9543 | 653756.1165 | 1285038.8647
40000 | 5 | 5000 | 0.2 | 20 | 0.8 | 250 | 0.97495 | 0.055 | 0.055 | 18.63 | 25571 | 2.83 | 30.16 | 30.16 | 44520.35 | 41518.44 | 1648067.86 | 0.000485 | 1.0869 | 1385.1 | 505 | 3301883.7318 | 505.3104 | 28312.3159 | 53.33 | 0 | 22544.2273 | 24595.2954 | 631.638 | 1493349.56 | 0 | 27807.0055 | 14334.4826 | 5768.0886
50000 | 5 | 500 | 0.2 | 20 | 0.2 | 250 | 0.9999 | 0.1 | 0.055 | 87.45 | 147550 | 1.69 | 18.28 | 18.28 | 26708.54 | 41518.44 | 990233.57 | 0.39974 | 1048.6704 | 1336203.63 | 530264 | 2953175.3236 | 530264.2954 | 673169.5979 | 86.96 | 0 | 113555.6945 | 142905.3025 | 662830.3692 | 895886.5 | 0 | 142905.3025 | 79940.9412 | 559613.9034
40000 | 10 | 5000 | 0.2 | 50 | 0.2 | 250 | 0.95 | 0.1 | 0.01 | 176.04 | 398488 | 1.49 | 16.22 | 16.22 | 23662.37 | 66084.99 | 1396523.71 | 0.46828 | 1283.3333 | 1611329.87 | 648923 | 4194874.6533 | 648922.5307 | 1037832.6933 | 77.14 | 0 | 312692.4678 | 388910.1627 | 811153.1633 | 793708.53 | 0 | 388910.1627 | 207597.8075 | 725140.2255
40000 | 5 | 2750 | 0.4 | 20 | 0.8 | 250 | 0.95 | 0.01 | 0.01 | 267.64 | 793693 | 1.35 | 14.69 | 14.69 | 21404.21 | 112895.33 | 2150054.42 | 0.52072 | 1397.9443 | 1728817.86 | 454932 | 7404901.7352 | 454931.8401 | 2639890.5821 | 25.95 | 0 | 2037356.6155 | 778705.8973 | 568664.8001 | 717963.03 | 0 | 2184958.742 | 402031.0227 | 602533.9665
50000 | 7.5 | 5000 | 0.2 | 20 | 0.2 | 250 | 0.9999 | 0.01 | 0.1 | 87.45 | 147550 | 1.69 | 18.28 | 18.28 | 26708.54 | 41518.44 | 990233.57 | 0.39974 | 1048.6704 | 1336203.63 | 530264 | 2953175.3236 | 530264.2954 | 673169.5979 | 86.96 | 0 | 113555.6945 | 142905.3025 | 662830.3692 | 895886.5 | 0 | 142905.3025 | 79940.9412 | 559613.9034
50000 | 10 | 500 | 0.3 | 50 | 0.2 | 700 | 0.95 | 0.1 | 0.1 | 141.38 | 226601 | 2.76 | 29.38 | 29.38 | 43363.29 | 112895.33 | 4364550.55 | 0.026506 | 61.3074 | 75817.52 | 77501 | 8823612.2903 | 77500.7874 | 452040.9104 | 139.89 | 0 | 329107.1175 | 219119.5185 | 96875.9842 | 1454538.1 | 0 | 374540.123 | 123748.0659 | 122933.7929
50000 | 7.5 | 500 | 0.4 | 20 | 0.2 | 250 | 0.9999 | 0.055 | 0.1 | 232.29 | 595573 | 1.66 | 17.94 | 17.94 | 26241.49 | 112895.33 | 2640767.87 | 0.41107 | 1035.3861 | 1280447.81 | 481350 | 8139327.4975 | 481349.7433 | 2583736.8472 | 31.71 | 0 | 1990034.1567 | 582780.4719 | 601687.1791 | 880220.22 | 0 | 2102387.1039 | 306021.135 | 593702.6904
40000 | 10 | 500 | 0.3 | 20 | 0.8 | 250 | 0.97495 | 0.01 | 0.055 | 374.81 | 1323507 | 0.92 | 10.04 | 10.04 | 14595.45 | 112895.33 | 1454493.27 | 0.67619 | 2116.6667 | 2617652 | 626517 | 5456715.6683 | 626516.7387 | 1928565.4255 | 28.11 | 0 | 1059538.4234 | 1302048.6868 | 783145.9233 | 489576.21 | 0 | 1302048.6868 | 660536.8878 | 869027.0021
50000 | 5 | 500 | 0.2 | 50 | 0.8 | 250 | 0.9999 | 0.1 | 0.01 | 258.44 | 754153 | 1.4 | 15.22 | 15.22 | 22201.38 | 112895.33 | 2232236.87 | 0.50234 | 1333.3333 | 1648914.3 | 1685513 | 7326011.7243 | 1685513.0667 | 2425227.2548 | 72.39 | 0 | 599254.583 | 739714.1882 | 2106891.3333 | 744702.49 | 0 | 739714.1882 | 382576.5936 | 1825972.6719
40000 | 10 | 500 | 0.2 | 50 | 0.2 | 700 | 0.95 | 0.01 | 0.1 | 19.16 | 26332 | 2.83 | 30.15 | 30.15 | 44501.15 | 41518.44 | 1647362.43 | 0.000912 | 2.0498 | 2611.9 | 667 | 3300719.524 | 667.0514 | 30330.3514 | 53.31 | 0 | 24245.6868 | 25327.3386 | 833.8142 | 1492705.52 | 0 | 29663.3001 | 14756.2143 | 6084.6647
50000 | 5 | 500 | 0.2 | 20 | 0.8 | 700 | 0.9999 | 0.1 | 0.01 | 309.13 | 974116 | 1.18 | 12.87 | 12.87 | 18746.93 | 112895.33 | 1877199.04 | 0.58174 | 1650 | 2040531.63 | 306833 | 5555609.2783 | 306833.208 | 1263514.4743 | 22.74 | 0 | 776505.3488 | 956681.2663 | 383541.51 | 628829.61 | 0 | 956681.2663 | 490753.8269 | 487009.1256
40000 | 10 | 5000 | 0.2 | 20 | 0.2 | 475 | 0.95 | 0.1 | 0.1 | 18.64 | 25578 | 2.83 | 30.16 | 30.16 | 44519.88 | 41518.44 | 1648052.11 | 0.000494 | 1.1155 | 1421.85 | 1410 | 3301905.2095 | 1410.2037 | 28370.7915 | 143.59 | 0 | 21696.4491 | 24600.8103 | 1762.7546 | 1493333.78 | 0 | 26960.5878 | 14338.1883 | 6674.3425
40000 | 5 | 5000 | 0.2 | 50 | 0.8 | 700 | 0.9999 | 0.1 | 0.1 | 245.29 | 594273 | 1.14 | 12.49 | 12.49 | 18155.1 | 66084.99 | 1069322.31 | 0.59331 | 2166.6667 | 2720427.05 | 641316 | 3775232.5795 | 641316.3467 | 1222159.8062 | 34.96 | 0 | 468051.0358 | 580843.4595 | 801645.4333 | 608978.01 | 0 | 580843.4595 | 307218.1583 | 754108.7703
50000 | 5 | 5000 | 0.2 | 20 | 0.8 | 475 | 0.95 | 0.01 | 0.1 | 16.55 | 23290 | 2.83 | 30.16 | 30.16 | 44523.03 | 41518.44 | 1648170.69 | 0.000422 | 0.9614 | 1224.92 | 1215 | 3302871.2712 | 1215.361 | 26479.3914 | 143.6 | 0 | 20491.7633 | 22423.1796 | 1519.2012 | 1493439.42 | 0 | 25264.0304 | 12998.4539 | 5987.6281
50000 | 10 | 2750 | 0.4 | 50 | 0.2 | 700 | 0.97495 | 0.01 | 0.1 | 36.71 | 64377 | 2.82 | 30.01 | 30.01 | 44287.22 | 66084.99 | 2609484.9 | 0.005717 | 12.8871 | 16180.69 | 5991 | 5219249.5406 | 5991.1857 | 95678.6344 | 53.06 | 0 | 76954.0726 | 62426.7528 | 7488.9821 | 1485529.67 | 0 | 89687.4487 | 34682.51 | 18724.5618
45000 | 10 | 500 | 0.4 | 35 | 0.2 | 700 | 0.95 | 0.01 | 0.055 | 254.45 | 731425 | 1.47 | 15.98 | 15.98 | 23321.65 | 112895.33 | 2346006.07 | 0.47688 | 1233.3333 | 1525245.91 | 623640 | 6408802.8155 | 623639.8347 | 1340871.154 | 76 | 0 | 580812.999 | 717231.3194 | 779549.7933 | 782279.76 | 0 | 717231.3194 | 371569.1513 | 760058.155
40000 | 10 | 5000 | 0.4 | 35 | 0.8 | 475 | 0.9999 | 0.1 | 0.055 | 87.45 | 147550 | 1.69 | 18.28 | 18.28 | 26708.54 | 41518.44 | 990233.57 | 0.39974 | 1048.6704 | 1336203.63 | 530264 | 2953175.3236 | 530264.2954 | 673169.5979 | 86.96 | 0 | 113555.6945 | 142905.3025 | 662830.3692 | 895886.5 | 0 | 142905.3025 | 79940.9412 | 559613.9034
50000 | 10 | 2750 | 0.2 | 20 | 0.2 | 250 | 0.95 | 0.055 | 0.1 | 18.65 | 25585 | 2.83 | 30.16 | 30.16 | 44519.35 | 41518.44 | 1648034.88 | 0.000505 | 1.1457 | 1459.53 | 1014 | 3301538.8431 | 1013.8409 | 28044.0647 | 143.59 | 0 | 21764.6509 | 24606.6236 | 1267.3012 | 1493315.73 | 0 | 27030.2238 | 14342.0945 | 6279.4138
50000 | 7.5 | 500 | 0.2 | 50 | 0.8 | 250 | 0.9999 | 0.01 | 0.01 | 18.65 | 25585 | 2.83 | 30.16 | 30.16 | 44519.35 | 41518.44 | 1648034.88 | 0.000505 | 1.1457 | 1459.53 | 533 | 3302019.4841 | 532.6437 | 28524.7058 | 53.33 | 0 | 22726.4892 | 24606.6236 | 665.8047 | 1493315.73 | 0 | 27992.0621 | 14342.0945 | 5798.2166
40000 | 10 | 5000 | 0.3 | 50 | 0.8 | 700 | 0.97495 | 0.055 | 0.01 | 258.44 | 754153 | 1.4 | 15.22 | 15.22 | 22201.38 | 112895.33 | 2232236.87 | 0.50234 | 1333.3333 | 1648914.3 | 247946 | 5888444.6843 | 247946.0267 | 987660.2148 | 26.89 | 0 | 599254.583 | 739714.1882 | 309932.5333 | 744702.49 | 0 | 739714.1882 | 382576.5936 | 388405.6319
50000 | 5 | 5000 | 0.4 | 20 | 0.8 | 700 | 0.9999 | 0.1 | 0.055 | 261.79 | 769738 | 1.39 | 15.15 | 15.15 | 22102 | 112895.33 | 2221713.14 | 0.50468 | 1333.3333 | 1648914.3 | 1179859 | 6812508.0328 | 1179859.1467 | 1934954.8528 | 72.07 | 0 | 611835.0563 | 755095.7061 | 1474823.9333 | 741369.05 | 0 | 755095.7061 | 390205.9338 | 1323119.7965
50000 | 5 | 500 | 0.2 | 20 | 0.8 | 250 | 0.95 | 0.01 | 0.01 | 19.01 | 26207 | 2.83 | 30.16 | 30.16 | 44515.16 | 41518.44 | 1647875.29 | 0.000601 | 1.3455 | 1714.88 | 398 | 3301222.5589 | 398.2599 | 29016.6512 | 84.53 | 0 | 23229.829 | 25207.3872 | 497.8249 | 1493175.17 | 0 | 28618.3913 | 14677.0868 | 5786.8222
45000 | 10 | 5000 | 0.4 | 50 | 0.8 | 700 | 0.95 | 0.1 | 0.01 | 321.51 | 1029232 | 1.14 | 12.47 | 12.47 | 18168.61 | 112895.33 | 1818496.92 | 0.59485 | 1700 | 2102366.28 | 790328 | 5986157.4548 | 790327.96 | 1801393.7429 | 22.03 | 0 | 820953.7308 | 1011065.7829 | 987909.95 | 609431.11 | 0 | 1011065.7829 | 517817.3553 | 980440.0121
50000 | 5 | 500 | 0.4 | 20 | 0.8 | 700 | 0.95 | 0.1 | 0.01 | 259.13 | 723581 | 1.49 | 16.18 | 16.18 | 23611.85 | 112895.33 | 2375675.49 | 0.47026 | 1216.2043 | 1504063.1 | 226165 | 7832220.7932 | 226164.7588 | 2720327.6684 | 28.58 | 0 | 2358831.8448 | 709174.592 | 282705.9485 | 792013.92 | 0 | 2494162.9097 | 368607.741 | 361495.8236
40000 | 7.5 | 500 | 0.4 | 35 | 0.5 | 250 | 0.9999 | 0.1 | 0.055 | 213.71 | 526347 | 1.28 | 13.89 | 13.89 | 20251.24 | 66084.99 | 1193984.91 | 0.5457 | 1717.4209 | 2156361.97 | 798427 | 4095687.2523 | 798426.9091 | 1313051.1427 | 24.53 | 0 | 414904.1033 | 514624.2336 | 998033.6363 | 679288.72 | 0 | 514624.2336 | 271612.5232 | 898147.0394
40000 | 10 | 5000 | 0.4 | 50 | 0.2 | 700 | 0.95 | 0.01 | 0.01 | 18.65 | 25585 | 2.83 | 30.16 | 30.16 | 44519.35 | 41518.44 | 1648034.88 | 0.000505 | 1.1457 | 1459.53 | 1448 | 3301973.3463 | 1448.3442 | 28478.568 | 143.59 | 0 | 21764.6509 | 24606.6236 | 1810.4303 | 1493315.73 | 0 | 27030.2238 | 14342.0945 | 6713.9171
45000 | 10 | 5000 | 0.2 | 35 | 0.8 | 700 | 0.97495 | 0.1 | 0.1 | 260.27 | 673164 | 1.55 | 16.81 | 16.81 | 24568.15 | 112895.33 | 2472679.24 | 0.4486 | 1150.38 | 1422658.83 | 581694 | 7937336.256 | 581694.1679 | 2663306.3079 | 79.98 | 0 | 1954738.3258 | 658813.5001 | 727117.7099 | 824091.16 | 0 | 2081612.1399 | 345572.32 | 708567.9821
40000 | 5 | 5000 | 0.4 | 35 | 0.2 | 700 | 0.95 | 0.01 | 0.1 | 105.83 | 173946 | 1.48 | 16.17 | 16.17 | 23559.16 | 41518.44 | 874797.85 | 0.47005 | 1406.903 | 1792659.24 | 457847 | 2733690.6065 | 457847.2538 | 626177.5515 | 28.55 | 0 | 133592.4816 | 168330.2977 | 572309.0673 | 790246.65 | 0 | 168330.2977 | 94617.0631 | 492585.0699
50000 | 5 | 2750 | 0.2 | 20 | 0.2 | 700 | 0.9999 | 0.01 | 0.01 | 235.4 | 334635 | 2.67 | 28.4 | 28.4 | 41895.8 | 112895.33 | 4216227.28 | 0.059575 | 136.5707 | 168894.61 | 63492 | 8787059.4382 | 63491.5454 | 789313.1477 | 50.21 | 0 | 657379.3112 | 322274.7168 | 79364.4318 | 1405313.9 | 0 | 725821.6023 | 186419.5654 | 131933.8364
45000 | 10 | 500 | 0.2 | 20 | 0.8 | 475 | 0.9999 | 0.01 | 0.1 | 207.84 | 303868 | 2.69 | 28.65 | 28.65 | 42264.42 | 112895.33 | 4253525.79 | 0.051256 | 118.3242 | 146329.97 | 104704 | 8791597.431 | 104704.3759 | 697606.0861 | 136.37 | 0 | 531051.6506 | 292937.6166 | 130880.4699 | 1417678.69 | 0 | 592901.7101 | 168463.9869 | 166554.4354
50000 | 10 | 5000 | 0.2 | 50 | 0.2 | 700 | 0.97495 | 0.1 | 0.1 | 380.31 | 1355732 | 0.89 | 9.75 | 9.75 | 14153.34 | 112895.33 | 1409544.88 | 0.68623 | 2166.6667 | 2679486.65 | 705097 | 5484640.8841 | 705096.5133 | 2039024.2093 | 17.21 | 0 | 1085696.7768 | 1333927.696 | 881370.6417 | 474746.39 | 0 | 1333927.696 | 676118.5136 | 953327.4326
50000 | 10 | 5000 | 0.2 | 20 | 0.8 | 250 | 0.95 | 0.1 | 0.055 | 98.24 | 179373 | 2.15 | 23.04 | 23.04 | 33841.9 | 65091.72 | 1965223.12 | 0.23981 | 571.5183 | 717918.84 | 267385 | 4962076.4245 | 267385.0907 | 915202.9975 | 50.01 | 0 | 612547.452 | 174122.2711 | 334231.3634 | 1135161.39 | 0 | 647817.9068 | 96067.8369 | 302655.5455
40000 | 10 | 500 | 0.2 | 20 | 0.2 | 700 | 0.95 | 0.1 | 0.01 | 33.17 | 55459 | 2.82 | 30.03 | 30.03 | 44316.86 | 56692.24 | 2240083.78 | 0.005057 | 11.3628 | 14334.74 | 3132 | 4486172.295 | 3131.8354 | 79277.3108 | 56.43 | 0 | 65098.539 | 53698.8692 | 3914.7943 | 1486523.62 | 0 | 76145.4753 | 30089.0727 | 14178.7718
40000 | 10 | 500 | 0.3 | 20 | 0.2 | 700 | 0.9999 | 0.055 | 0.055 | 55.09 | 101678 | 2.77 | 29.55 | 29.55 | 43607.75 | 81812.52 | 3180945.67 | 0.020966 | 47.4737 | 59231.39 | 45715 | 6432248.3585 | 45714.9918 | 227788.265 | 122.99 | 0 | 162110.9494 | 98729.1145 | 57143.7397 | 1462737.9 | 0 | 182073.2732 | 54372.343 | 65677.3156
50000 | 10 | 500 | 0.4 | 20 | 0.8 | 250 | 0.9999 | 0.1 | 0.01 | 128.96 | 253537 | 1.78 | 19.16 | 19.16 | 28027.02 | 56147.93 | 1403961.6 | 0.37051 | 931.888 | 1175965.56 | 602623 | 4116095.5757 | 602623.3903 | 1053288.8576 | 67.73 | 0 | 401313.4804 | 246604.274 | 753279.2379 | 940112.51 | 0 | 450665.4673 | 134422.3843 | 651975.3772
45000 | 10 | 5000 | 0.4 | 20 | 0.5 | 250 | 0.9999 | 0.055 | 0.01 | 230.27 | 623214 | 1.43 | 15.51 | 15.51 | 22629.47 | 98539.4 | 1988159.09 | 0.49225 | 1324.0496 | 1643388.7 | 516944 | 6581292.6147 | 516943.5023 | 2177247.2019 | 32.14 | 0 | 1543385.3925 | 610456.6001 | 646179.3779 | 759062.12 | 0 | 1660303.6996 | 318456.0257 | 633861.8094
40000 | 5 | 500 | 0.4 | 20 | 0.8 | 250 | 0.9999 | 0.01 | 0.1 | 28.78 | 42671 | 2.82 | 30.08 | 30.08 | 44402.4 | 48755.47 | 1930211.6 | 0.003131 | 7.0086 | 8884.29 | 5010 | 3867907.2784 | 5009.9813 | 57501.4268 | 118.51 | 0 | 43826.1996 | 41157.3268 | 6262.4767 | 1489393 | 0 | 52491.4455 | 23601.9475 | 13675.2272
40000 | 5 | 500 | 0.2 | 20 | 0.8 | 475 | 0.9999 | 0.01 | 0.01 | 46.44 | 86278 | 2.8 | 29.87 | 29.87 | 44082.91 | 72847.84 | 2863255.19 | 0.010301 | 23.3348 | 29212.73 | 8407 | 5740859.0773 | 8407.002 | 142527.1561 | 58.68 | 0 | 117195.2233 | 83797.6394 | 10508.7525 | 1478676.45 | 0 | 134120.1541 | 46099.2494 | 25331.9328
40000 | 10 | 2750 | 0.2 | 50 | 0.5 | 250 | 0.9999 | 0.01 | 0.01 | 75.88 | 107701 | 2.63 | 28.04 | 28.04 | 41338.46 | 58940.19 | 2172409.35 | 0.071903 | 161.0431 | 202914.9 | 76304 | 4621091.0635 | 76303.6878 | 351568.3331 | 60.32 | 0 | 253230.9286 | 103715.9514 | 95379.6097 | 1386618.94 | 0 | 275264.6453 | 60014.2958 | 98337.4045
50000 | 10 | 5000 | 0.3 | 50 | 0.2 | 250 | 0.95 | 0.01 | 0.055 | 25.84 | 35123 | 2.82 | 30.07 | 30.07 | 44373.74 | 42617.37 | 1686113.43 | 0.003778 | 8.3842 | 10674.08 | 3267 | 3383920.4231 | 3266.8149 | 49374.3612 | 93.76 | 0 | 38866.9012 | 33768.5221 | 4083.5186 | 1488431.79 | 0 | 46107.5463 | 19721.694 | 10507.46
50000 | 10 | 5000 | 0.4 | 50 | 0.2 | 250 | 0.95 | 0.1 | 0.01 | 195.86 | 291242 | 2.71 | 28.84 | 28.84 | 42558.24 | 112895.33 | 4283224.76 | 0.044634 | 103.1347 | 127545 | 52150 | 8795929.1551 | 52150.4497 | 637820.5529 | 137.31 | 0 | 526561.3845 | 280921.8634 | 65188.0621 | 1427534.28 | 0 | 585670.1033 | 160997.2651 | 111259.1685
40000 | 10 | 500 | 0.2 | 35 | 0.2 | 475 | 0.9999 | 0.01 | 0.01 | 181.78 | 432021 | 1.63 | 17.61 | 17.61 | 25731.13 | 80083.76 | 1838734.83 | 0.42203 | 1087.0883 | 1357167.81 | 808954 | 5719818.5863 | 808953.5122 | 1721187.5801 | 64.25 | 0 | 830062.8245 | 422082.381 | 1011191.8903 | 863101.1 | 0 | 912234.0679 | 223813.7743 | 891124.7556
50000 | 5 | 500 | 0.3 | 35 | 0.2 | 250 | 0.95 | 0.01 | 0.1 | 89.11 | 163032 | 2.77 | 29.49 | 29.49 | 43524.74 | 97445.68 | 3781493.71 | 0.022838 | 52.2029 | 64813.52 | 36826 | 7640066.5661 | 36825.5958 | 328716.4059 | 126.9 | 0 | 259841.8258 | 158271.9865 | 46031.9947 | 1459953.69 | 0 | 291890.8101 | 87293.3627 | 68874.5801
50000 | 5 | 5000 | 0.2 | 20 | 0.8 | 250 | 0.9999 | 0.1 | 0.01 | 156.71 | 328412 | 1.93 | 20.76 | 20.76 | 30434.95 | 87284.72 | 2369557.49 | 0.31648 | 776.8724 | 967495.04 | 216363 | 6471042.9976 | 216363.2616 | 1552653.7829 | 50.93 | 0 | 1272886.5248 | 319945.1578 | 270454.077 | 1020881.9 | 0 | 1336290.5213 | 172696.5201 | 279767.2582
50000 | 10 | 5000 | 0.2 | 20 | 0.2 | 250 | 0.9999 | 0.1 | 0.01 | 30.46 | 49632 | 2.83 | 30.11 | 30.11 | 44445.25 | 50593.04 | 2004905.46 | 0.002162 | 4.8726 | 6168.96 | 2510 | 4013440.3676 | 2510.4042 | 60887.7862 | 86.55 | 0 | 48452.3081 | 48015.9954 | 3138.0053 | 1490830.22 | 0 | 58377.382 | 27033.4019 | 12435.4781
45000 | 10 | 500 | 0.4 | 50 | 0.2 | 250 | 0.9999 | 0.01 | 0.055 | 203.88 | 507076 | 1.44 | 15.64 | 15.64 | 22811.69 | 80942.39 | 1647852.24 | 0.48776 | 1342.5923 | 1675633.09 | 591993 | 5390704.4323 | 591993.2346 | 1695345.4103 | 52.42 | 0 | 1007386.0156 | 495876.0113 | 739991.5432 | 765174.13 | 0 | 1103352.1758 | 261387.6537 | 687959.3947
50000 | 5 | 500 | 0.2 | 50 | 0.5 | 250 | 0.9999 | 0.055 | 0.1 | 29.75 | 45745 | 2.82 | 30.06 | 30.06 | 44373.5 | 51546.76 | 2039384.06 | 0.003782 | 8.4773 | 10726.8 | 8745 | 4085051.8988 | 8745.3306 | 63001.6426 | 123.75 | 0 | 45024.0261 | 44172.328 | 10931.6633 | 1488423.6 | 0 | 54256.312 | 25146.4218 | 17977.6165
40000 | 5 | 5000 | 0.3 | 50 | 0.2 | 250 | 0.95 | 0.055 | 0.1 | 76.59 | 110593 | 2.64 | 28.15 | 28.15 | 41499.57 | 60107.99 | 2224115.69 | 0.068274 | 153.0187 | 192687.05 | 41846 | 4715319.7357 | 41846.1037 | 351286.4765 | 63.43 | 0 | 286881.5772 | 106569.8465 | 52307.6296 | 1392023.08 | 0 | 309440.3729 | 61444.4785 | 64404.8993
40000 | 10 | 500 | 0.2 | 20 | 0.5 | 700 | 0.9999 | 0.01 | 0.01 | 29.96 | 47897 | 2.83 | 30.12 | 30.12 | 44453.69 | 52032.66 | 2062346.65 | 0.001972 | 4.4596 | 5641.49 | 3412 | 4127254.5428 | 3411.9087 | 59256.8897 | 91.08 | 0 | 46238.5907 | 46308.562 | 4264.8859 | 1491113.57 | 0 | 55844.981 | 26165.3879 | 13018.299
45000 | 10 | 5000 | 0.2 | 50 | 0.2 | 250 | 0.95 | 0.1 | 0.1 | 219.32 | 307294 | 2.54 | 27.04 | 27.04 | 39860.36 | 104236.75 | 3704316.76 | 0.10512 | 240.5157 | 298070.39 | 99661 | 8049178.5606 | 99661.2743 | 935190.0409 | 76.94 | 0 | 772518.7406 | 295788.4338 | 124576.5928 | 1337038.87 | 0 | 835528.7666 | 171623.4435 | 162671.3003
40000 | 5 | 5000 | 0.2 | 50 | 0.2 | 250 | 0.9999 | 0.01 | 0.1 | 272.6 | 787445 | 1.13 | 12.28 | 12.28 | 17866.2 | 92193.85 | 1464313.28 | 0.60071 | 1966.33 | 2445055.49 | 673500 | 4901855.4103 | 673500.0419 | 1454269.6792 | 27.12 | 0 | 633970.8755 | 772229.2763 | 841875.0524 | 599287.33 | 0 | 780769.6373 | 399842.8598 | 820298.8037
40000 | 5 | 2750 | 0.4 | 20 | 0.5 | 475 | 0.9999 | 0.1 | 0.01 | 24.34 | 33088 | 2.82 | 30.07 | 30.07 | 44384.78 | 41518.44 | 1643048.7 | 0.003527 | 7.8471 | 9999.09 | 2323 | 3297318.0742 | 2322.6885 | 45650.8558 | 84.29 | 0 | 36507.2196 | 31811.1605 | 2903.3606 | 1488801.99 | 0 | 43328.1673 | 18578.544 | 9143.6363
40000 | 5 | 500 | 0.2 | 50 | 0.2 | 700 | 0.9999 | 0.1 | 0.1 | 214.58 | 525901 | 1.25 | 13.65 | 13.65 | 19897.61 | 64440.21 | 1143921.51 | 0.55367 | 1790.7868 | 2250205.74 | 706310 | 3901852.6447 | 706309.8797 | 1220445.4285 | 25.18 | 0 | 414446.9684 | 514135.5488 | 882887.3497 | 667427.09 | 0 | 514135.5488 | 271526.589 | 805998.4601
40000 | 7.5 | 5000 | 0.2 | 20 | 0.8 | 475 | 0.95 | 0.1 | 0.01 | 98.13 | 171971 | 2.26 | 24.21 | 24.21 | 35600.05 | 63162.27 | 2005595.06 | 0.20047 | 469.3017 | 590060.44 | 314880 | 4864434.6669 | 314880.1617 | 797725.5949 | 72.45 | 0 | 448830.3797 | 166743.1004 | 393600.2021 | 1194135.24 | 0 | 482845.4332 | 92648.44 | 348895.2152
50000 | 5 | 500 | 0.2 | 35 | 0.5 | 250 | 0.97495 | 0.1 | 0.01 | 196.36 | 276732 | 2.6 | 27.75 | 27.75 | 40922.55 | 105423.53 | 3846185.5 | 0.081314 | 185.8759 | 230286.52 | 187486 | 8165452.9845 | 187486.2729 | 789643.9456 | 106.96 | 0 | 545473.3677 | 266422.898 | 234357.8411 | 1372668.24 | 0 | 602157.6727 | 154393.7724 | 244170.5779
50000 | 10 | 500 | 0.4 | 50 | 0.2 | 475 | 0.9999 | 0.1 | 0.1 | 247.27 | 687129 | 1.27 | 13.77 | 13.77 | 20087.88 | 93216.02 | 1667163.28 | 0.55018 | 1621.3947 | 2015524.37 | 1268044 | 5775106.4712 | 1268043.647 | 1955073.4307 | 53.6 | 0 | 558455.252 | 673392.0709 | 1585054.5588 | 673809.13 | 0 | 687029.7837 | 350204.6464 | 1396618.1788
40000 | 7.5 | 500 | 0.2 | 50 | 0.2 | 700 | 0.9999 | 0.055 | 0.01 | 102.37 | 154129 | 2.68 | 28.56 | 28.56 | 42125.31 | 90190.46 | 3387436.94 | 0.05425 | 123.0719 | 153128.87 | 56714 | 7047446.629 | 56713.9836 | 471446.9782 | 98.88 | 0 | 383515.7354 | 148735.8595 | 70892.4795 | 1413012.54 | 0 | 414732.9946 | 85027.9526 | 87931.2428
50000 | 5 | 5000 | 0.4 | 20 | 0.8 | 700 | 0.95 | 0.01 | 0.01 | 28.79 | 42673 | 2.82 | 30.09 | 30.09 | 44404.53 | 47006.78 | 1861070.35 | 0.003084 | 6.881 | 8732.37 | 2249 | 3730105.0284 | 2248.5488 | 56214.0186 | 79.84 | 0 | 45300.2197 | 41155.8468 | 2810.686 | 1489464.33 | 0 | 53965.4698 | 23601.9592 | 10913.7989
50000 | 5 | 500 | 0.3 | 50 | 0.5 | 700 | 0.9999 | 0.1 | 0.055 | 35.6 | 62195 | 2.82 | 30.06 | 30.06 | 44370.77 | 65751.73 | 2601249 | 0.003832 | 8.7006 | 10926.22 | 3984 | 5197452.7227 | 3984.0828 | 85932.879 | 108.61 | 0 | 69640.9405 | 60300.7561 | 4980.1035 | 1488332.19 | 0 | 81948.7962 | 33523.4995 | 16291.9385
45000 | 5 | 5000 | 0.2 | 35 | 0.8 | 250 | 0.95 | 0.01 | 0.055 | 94.28 | 144536 | 2.72 | 28.94 | 28.94 | 42697.27 | 89208.84 | 3396094.96 | 0.041402 | 94.1569 | 117188.56 | 75511 | 6987815.4564 | 75510.9944 | 396597.9675 | 116.53 | 0 | 291899.4493 | 139563.8587 | 94388.743 | 1432197.67 | 0 | 321086.973 | 79499.4647 | 104698.5182
40000 | 10 | 500 | 0.2 | 50 | 0.8 | 700 | 0.9999 | 0.1 | 0.01 | 76.56 | 110497 | 2.64 | 28.15 | 28.15 | 41498.77 | 58367.41 | 2159668.82 | 0.068292 | 152.9253 | 192745.55 | 50406 | 4580986.9835 | 50405.9278 | 343281.9319 | 52.43 | 0 | 270336.5002 | 106468.5867 | 63007.4098 | 1391996.26 | 0 | 292876.004 | 61391.9324 | 72945.4317
40000 | 7.5 | 500 | 0.3 | 50 | 0.5 | 700 | 0.95 | 0.01 | 0.055 | 53.95 | 79205 | 2.17 | 23.27 | 23.27 | 34177.44 | 41880.34 | 1276994.63 | 0.23228 | 549.6664 | 700181.09 | 300346 | 3192829.3258 | 300345.527 | 495759.4081 | 53.41 | 0 | 179304.1356 | 76365.3278 | 375431.9087 | 1146416.33 | 0 | 195413.8811 | 43878.8901 | 316455.2725
50000 | 7.5 | 500 | 0.4 | 50 | 0.8 | 250 | 0.95 | 0.1 | 0.055 | 213.68 | 526361 | 1.28 | 13.88 | 13.88 | 20241.74 | 66084.99 | 1193405.11 | 0.54592 | 1714.9386 | 2153245.05 | 797273 | 4092837.7371 | 797272.9112 | 1311913.3747 | 24.52 | 0 | 414919.2853 | 514640.4635 | 996591.139 | 678970.19 | 0 | 514640.4635 | 271615.3772 | 896994.0894
50000 | 10 | 500 | 0.3 | 20 | 0.2 | 250 | 0.95 | 0.1 | 0.01 | 22.99 | 31733 | 2.83 | 30.16 | 30.16 | 44514.08 | 44539.78 | 1767751.79 | 0.000624 | 1.404 | 1785.24 | 816 | 3539333.7314 | 815.5109 | 34682.8638 | 77.71 | 0 | 27342.2731 | 30532.166 | 1019.3886 | 1493138.98 | 0 | 33867.3529 | 17772.6742 | 7340.5907
45000 | 7.5 | 500 | 0.4 | 20 | 0.5 | 250 | 0.95 | 0.01 | 0.01 | 31.25 | 50225 | 2.82 | 30.04 | 30.04 | 44338.62 | 55610.49 | 2198432.49 | 0.004563 | 10.2566 | 12946.96 | 4789 | 4402353.0857 | 4789.0656 | 71913.4355 | 119.64 | 0 | 57058.4506 | 48571.4152 | 5986.3319 | 1487253.52 | 0 | 67124.37 | 27417.0295 | 14854.9849
40000 | 5 | 500 | 0.2 | 35 | 0.2 | 250 | 0.97495 | 0.1 | 0.1 | 24.35 | 33100 | 2.82 | 30.07 | 30.07 | 44387.29 | 43756.81 | 1731724.45 | 0.003473 | 7.7321 | 9835.29 | 2053 | 3474356.3052 | 2052.6091 | 47240.3089 | 72.42 | 0 | 38362.8035 | 31829.5753 | 2565.7614 | 1488886.19 | 0 | 45187.6998 | 18589.2987 | 8877.5053
45000 | 7.5 | 500 | 0.3 | 20 | 0.8 | 250 | 0.95 | 0.01 | 0.1 | 246.56 | 699497 | 1.42 | 15.39 | 15.39 | 22454.04 | 103066.05 | 2062107.93 | 0.49644 | 1317.076 | 1632746.08 | 336068 | 6906041.6377 | 336067.5084 | 2368074.9758 | 27.66 | 0 | 1901380.3039 | 685767.4218 | 420084.3855 | 753177.38 | 0 | 2032007.4674 | 355795.4983 | 466694.6718
40000 | 10 | 500 | 0.2 | 20 | 0.2 | 700 | 0.9999 | 0.1 | 0.1 | 28.55 | 44125 | 2.83 | 30.15 | 30.15 | 44503.35 | 53022.89 | 2103938.94 | 0.00086 | 1.9565 | 2473.63 | 1741 | 4206520.0283 | 1741.3117 | 49381.1088 | 135.66 | 0 | 38740.8695 | 42618.4478 | 2176.6396 | 1492779.3 | 0 | 47639.7971 | 24238.4379 | 10640.2393
50000 | 10 | 5000 | 0.2 | 50 | 0.2 | 250 | 0.9999 | 0.01 | 0.01 | 32.26 | 54282 | 2.82 | 30.05 | 30.05 | 44354.61 | 57801.89 | 2285901.05 | 0.004198 | 9.4633 | 11930.92 | 4660 | 4575190.3075 | 4659.578 | 76189.3393 | 127.87 | 0 | 60727.1358 | 52571.9284 | 5824.4725 | 1487790.13 | 0 | 71529.7612 | 29423.6313 | 15462.2034
40000 | 7.5 | 500 | 0.2 | 20 | 0.2 | 475 | 0.95 | 0.01 | 0.1 | 154.38 | 265396 | 2.11 | 22.62 | 22.62 | 33227.64 | 69897.51 | 2071879.93 | 0.25365 | 605.9682 | 759556.12 | 300420 | 5307047.6245 | 300420.0702 | 1092720.9259 | 86.23 | 0 | 739657.6378 | 257184.5706 | 375525.0877 | 1114557.27 | 0 | 792300.8557 | 143386.8687 | 353063.288
45000 | 5 | 500 | 0.2 | 20 | 0.8 | 700 | 0.9999 | 0.055 | 0.1 | 235.89 | 466373 | 1.78 | 19.24 | 19.24 | 28175.06 | 99648.08 | 2503431.81 | 0.36747 | 916.3173 | 1136971.85 | 466784 | 7320083.8395 | 466784.0559 | 2093983.5787 | 70.98 | 0 | 1536484.4829 | 453690.669 | 583480.0699 | 945078.13 | 0 | 1627199.5229 | 247084.9246 | 557499.0958
50000 | 7.5 | 2750 | 0.4 | 35 | 0.8 | 700 | 0.9999 | 0.1 | 0.01 | 207.02 | 521559 | 1.46 | 15.82 | 15.82 | 23075.52 | 88240.33 | 1816961.98 | 0.48185 | 1309.0149 | 1629708.39 | 527062 | 5911120.2341 | 527062.2708 | 1860728.4663 | 42.78 | 0 | 1235093.6178 | 510177.5073 | 658827.8386 | 774023.96 | 0 | 1333666.1955 | 268486.8786 | 625634.8485
50000 | 5 | 500 | 0.4 | 20 | 0.2 | 700 | 0.95 | 0.01 | 0.1 | 161.44 | 336628 | 1.47 | 16.02 | 16.02 | 23358.87 | 54555.82 | 1138920.7 | 0.47482 | 1342.7223 | 1695937.69 | 405384 | 3643474.2721 | 405383.7706 | 1020399.5118 | 37.82 | 0 | 549984.9178 | 327908.0176 | 506729.7133 | 783528.21 | 0 | 615015.7412 | 177127.5867 | 470414.594
45000 | 5 | 5000 | 0.3 | 50 | 0.5 | 475 | 0.95 | 0.1 | 0.1 | 87.68 | 147701 | 1.69 | 18.28 | 18.28 | 26704.39 | 41518.44 | 990078.84 | 0.39983 | 1048.8354 | 1336413.75 | 530348 | 2953036.7278 | 530347.7294 | 673393.3771 | 86.95 | 0 | 113658.3072 | 143045.6477 | 662934.6617 | 895747.24 | 0 | 143045.6477 | 80043.7151 | 559735.0699
45000 | 10 | 500 | 0.4 | 20 | 0.2 | 250 | 0.95 | 0.1 | 0.055 | 205.77 | 513659 | 1.43 | 15.52 | 15.52 | 22629.12 | 84493.71 | 1706311.85 | 0.4919 | 1363.2997 | 1699382.11 | 549290 | 4999428.7467 | 549290.1938 | 1165786.9375 | 27.41 | 0 | 519321.9274 | 502355.5699 | 686612.7423 | 759050.36 | 0 | 616496.7436 | 264679.7284 | 646465.01
50000 | 5 | 500 | 0.2 | 50 | 0.2 | 250 | 0.95 | 0.1 | 0.1 | 28.22 | 41084 | 2.83 | 30.09 | 30.09 | 44415.04 | 47870.34 | 1895708.51 | 0.002848 | 6.3653 | 8073.53 | 2290 | 3799135.2879 | 2289.5506 | 54899.4937 | 57.05 | 0 | 44241.9211 | 39599.367 | 2861.9382 | 1489817.16 | 0 | 52609.9431 | 22792.3847 | 10657.5726
50000 | 5 | 5000 | 0.4 | 35 | 0.2 | 475 | 0.95 | 0.01 | 0.01 | 34.58 | 47396 | 2.77 | 29.5 | 29.5 | 43530.36 | 45750.63 | 1775698.75 | 0.022696 | 50.3912 | 64006.32 | 32791 | 3620606.3312 | 32790.5894 | 113492.3562 | 90.13 | 0 | 70945.4822 | 45582.2738 | 40988.2367 | 1460142.18 | 0 | 80701.7668 | 26573.6626 | 42546.8741
40000 | 7.5 | 500 | 0.3 | 20 | 0.5 | 700 | 0.97495 | 0.1 | 0.01 | 92.13 | 162366 | 2.22 | 23.8 | 23.8 | 34986.43 | 59520.36 | 1857486.86 | 0.21422 | 503.9741 | 634816.67 | 181424 | 4584567.3305 | 181424.4243 | 788017.0994 | 59.55 | 0 | 574504.2466 | 157454.2943 | 226780.5304 | 1173552.51 | 0 | 606592.675 | 87400.7985 | 213512.8528
50000 | 5 | 5000 | 0.4 | 50 | 0.2 | 250 | 0.97495 | 0.01 | 0.1 | 86.7 | 150775 | 1.73 | 18.66 | 18.66 | 27276.05 | 42992.6 | 1046868.55 | 0.38711 | 998.9268 | 1271377 | 570034 | 3101381.7251 | 570034.192 | 716190.8025 | 63.22 | 0 | 116300.9629 | 146156.6104 | 712542.7401 | 914922.42 | 0 | 146156.6104 | 81319.2655 | 599889.8396
50000 | 10 | 500 | 0.2 | 20 | 0.8 | 250 | 0.9999 | 0.055 | 0.055 | 36.79 | 55378 | 2.81 | 29.92 | 29.92 | 44162.96 | 53527.43 | 2107686.93 | 0.008513 | 19.04 | 24063.45 | 20876 | 4232947.7301 | 20876.3237 | 86520.1584 | 131.65 | 0 | 54427.7202 | 53437.6308 | 26095.4047 | 1481361.44 | 0 | 65643.8347 | 30549.8713 | 32092.4382
50000 | 7.5 | 5000 | 0.2 | 50 | 0.2 | 475 | 0.95 | 0.01 | 0.1 | 170.52 | 376459 | 1.5 | 16.29 | 16.29 | 23764.4 | 62535.56 | 1327359.27 | 0.46594 | 1280.5711 | 1610575.53 | 483845 | 4246454.3856 | 483845.0949 | 1236203.409 | 36.33 | 0 | 680140.9994 | 367200.9373 | 604806.3686 | 797130.92 | 0 | 752358.3141 | 196701.7793 | 556062.4096
40000 | 10 | 5000 | 0.4 | 50 | 0.2 | 250 | 0.9999 | 0.055 | 0.01 | 29.39 | 44258 | 2.83 | 30.09 | 30.09 | 44411.82 | 49662.82 | 1966552.77 | 0.002918 | 6.525 | 8266.38 | 4966 | 3939634.628 | 4966.4936 | 58827.0742 | 136.91 | 0 | 44897.9629 | 42704.6992 | 6208.117 | 1489709.13 | 0 | 53860.5806 | 24411.9137 | 13929.1114
40000 | 5 | 500 | 0.2 | 20 | 0.5 | 250 | 0.9999 | 0.1 | 0.1 | 47.61 | 92922 | 2.81 | 29.96 | 29.96 | 44216.22 | 83588 | 3295334.12 | 0.007305 | 16.7124 | 20838.73 | 12737 | 6582902.8121 | 12737.2742 | 145446.616 | 86.98 | 0 | 114604.8451 | 90361.2379 | 15921.5928 | 1483148.08 | 0 | 132709.3417 | 49312.0898 | 30841.7709
50000 | 7.5 | 500 | 0.4 | 20 | 0.8 | 700 | 0.95 | 0.01 | 0.1 | 230.94 | 375203 | 2.34 | 25.04 | 25.04 | 36860.02 | 109082.73 | 3585380.4 | 0.17234 | 400.2969 | 495487.91 | 151824 | 8322538.7099 | 151824.4981 | 1362738.4646 | 69.81 | 0 | 1135847.8627 | 362965.6741 | 189780.6227 | 1236398.26 | 0 | 1210913.9665 | 204461.1632 | 226890.6019
50000 | 10 | 5000 | 0.2 | 50 | 0.8 | 700 | 0.95 | 0.01 | 0.01 | 233.17 | 371904 | 2.37 | 25.31 | 25.31 | 37268.01 | 112895.33 | 3751700.26 | 0.16318 | 378.8868 | 468564.27 | 191586 | 8619112.5353 | 191585.6086 | 1352629.7802 | 120.46 | 0 | 1086421.9694 | 359565.2811 | 239482.0107 | 1250083.68 | 0 | 1161044.1716 | 203252.0872 | 266207.8108
50000 | 5 | 500 | 0.4 | 20 | 0.2 | 250 | 0.95 | 0.1 | 0.01 | 56.74 | 77943 | 2.64 | 28.12 | 28.12 | 41452.9 | 50125.04 | 1852576.86 | 0.069358 | 154.3861 | 195523.78 | 60145 | 3943886.197 | 60144.6511 | 278204.4683 | 92.36 | 0 | 202020.7733 | 74972.5214 | 75180.8138 | 1390457.73 | 0 | 218059.8173 | 43686.3169 | 76183.6951
50000 | 5 | 500 | 0.3 | 35 | 0.8 | 250 | 0.9999 | 0.1 | 0.1 | 43.05 | 60080 | 2.74 | 29.19 | 29.19 | 43064.9 | 48310.15 | 1854980.84 | 0.033148 | 73.7122 | 93463.49 | 39093 | 3818945.3037 | 39093.267 | 161298.0892 | 66.41 | 0 | 109877.5654 | 57819.2518 | 48866.5837 | 1444529.17 | 0 | 122204.8222 | 33576.3431 | 51420.5237
45000 | 10 | 5000 | 0.3 | 20 | 0.8 | 700 | 0.9999 | 0.01 | 0.055 | 166.11 | 375407 | 1.73 | 18.72 | 18.72 | 27386.44 | 79236.5 | 1935172.04 | 0.38514 | 971.7091 | 1213497.92 | 1093375 | 5750909.1337 | 1093375.4671 | 1598888.1133 | 86.1 | 0 | 433695.769 | 366370.8043 | 1366719.3339 | 918625.27 | 0 | 505512.6461 | 195611.0883 | 1165192.3443
45000 | 7.5 | 500 | 0.4 | 50 | 0.2 | 475 | 0.97495 | 0.1 | 0.01 | 64.82 | 112159 | 2.09 | 22.38 | 22.38 | 32853.67 | 46164.23 | 1353343.29 | 0.26189 | 627.9711 | 797404.99 | 455327 | 3512114.052 | 455326.6634 | 637776.219 | 76.65 | 0 | 160222.8757 | 108711.6835 | 569158.3292 | 1102013.01 | 0 | 182449.5556 | 60539.8789 | 477553.3433
45000 | 5 | 2750 | 0.2 | 20 | 0.2 | 250 | 0.95 | 0.1 | 0.01 | 25.84 | 35123 | 2.82 | 30.06 | 30.06 | 44373.08 | 42246.64 | 1671420.73 | 0.003793 | 8.4175 | 10719.49 | 4581 | 3353864.4861 | 4581.1659 | 48366.9006 | 69.69 | 0 | 36545.5283 | 33766.4758 | 5726.4574 | 1488409.37 | 0 | 43785.7347 | 19720.4989 | 11821.3723
50000 | 7.5 | 500 | 0.2 | 50 | 0.8 | 700 | 0.95 | 0.055 | 0.01 | 28.87 | 44159 | 2.83 | 30.13 | 30.13 | 44473.43 | 51066.94 | 2024967.4 | 0.00153 | 3.4675 | 4388.77 | 1158 | 4052122.1009 | 1157.8933 | 53038.0946 | 63.06 | 0 | 42959.1522 | 42638.4916 | 1447.3667 | 1491775.49 | 0 | 51880.2013 | 24298.691 | 10078.9424
50000 | 5 | 5000 | 0.4 | 50 | 0.8 | 250 | 0.95 | 0.01 | 0.1 | 38.35 | 67760 | 2.82 | 30 | 30 | 44282.96 | 70620.64 | 2788331.38 | 0.005806 | 13.1506 | 16478.23 | 5920 | 5573899.6598 | 5920.2928 | 102584.5188 | 58.42 | 0 | 83277.9453 | 65713.8588 | 7400.366 | 1485386.64 | 0 | 96664.226 | 36460.8574 | 19306.5735
40000 | 10 | 2750 | 0.3 | 20 | 0.8 | 475 | 0.95 | 0.1 | 0.1 | 32.61 | 51772 | 2.82 | 30.01 | 30.01 | 44297.27 | 55079.79 | 2175421.75 | 0.005492 | 12.3375 | 15578.4 | 6117 | 4359351.9637 | 6117.2219 | 76247.2525 | 84.55 | 0 | 59734.5008 | 50046.1248 | 7646.5274 | 1485866.56 | 0 | 70130.0305 | 28314.8052 | 16512.7517
50000 | 10 | 500 | 0.2 | 35 | 0.2 | 250 | 0.95 | 0.01 | 0.01 | 243.08 | 620251 | 1.48 | 16.06 | 16.06 | 23447.79 | 101911.18 | 2130648.73 | 0.47378 | 1248.4848 | 1548184.8 | 551436 | 5965684.4055 | 551435.9575 | 1308493.3057 | 43.87 | 0 | 639990.99 | 606866.244 | 689294.9468 | 786510.84 | 0 | 757057.3482 | 318859.2797 | 668502.3156
50000 | 10 | 500 | 0.2 | 35 | 0.2 | 700 | 0.9999 | 0.1 | 0.01 | 230.31 | 613627 | 1.33 | 14.48 | 14.48 | 21120.13 | 91185.41 | 1716564.36 | 0.52647 | 1513.2095 | 1882194.8 | 1150938 | 5826072.8171 | 1150938.2383 | 1928596.1788 | 42.42 | 0 | 662356.5447 | 600889.046 | 1438672.7979 | 708434.18 | 0 | 777657.9405 | 314051.9666 | 1266239.6341
49494.9495 | 8.1818 | 2272.7273 | 0.3697 | 40.9091 | 0.4 | 659.0909 | 0.99455 | 0.053636 | 0.030909 | 56.83 | 83941 | 2.11 | 22.64 | 22.64 | 33232.97 | 41518.44 | 1231133 | 0.25341 | 605.4092 | 771405.12 | 447991 | 3156445.0753 | 447990.933 | 528939.7145 | 63.42 | 0 | 63893.0326 | 80948.7814 | 559988.6663 | 1114736.05 | 0 | 80948.7814 | 46455.5648 | 465046.6819
43535.3535 | 9.8485 | 4500 | 0.37172 | 27.8788 | 0.53333 | 690.9091 | 0.98019 | 0.040909 | 0.016364 | 32.09 | 55138 | 2.83 | 30.1 | 30.1 | 44419.42 | 61306.16 | 2428027.65 | 0.002743 | 6.1908 | 7791.15 | 2838 | 4852280.2577 | 2837.618 | 72750.7178 | 63.56 | 0 | 58976.2519 | 53427.0851 | 3547.0225 | 1489963.79 | 0 | 69913.0998 | 29789.2196 | 13774.4659
47070.7071 | 9.1919 | 3227.2727 | 0.2101 | 43.6364 | 0.75152 | 372.7273 | 0.9896 | 0.073636 | 0.089091 | 89.02 | 163769 | 2.77 | 29.51 | 29.51 | 43545.6 | 100771.95 | 3912449.5 | 0.022369 | 51.1319 | 63425.19 | 27666 | 7895868.2398 | 27666.0946 | 332148.2984 | 70.38 | 0 | 272313.3529 | 159011.5258 | 34582.6183 | 1460653.37 | 0 | 304482.2038 | 87619.8489 | 59834.9455
49696.9697 | 5.0505 | 1045.4545 | 0.33939 | 34.5455 | 0.41818 | 577.2727 | 0.97277 | 0.04 | 0.075455 | 135.35 | 200545 | 2.57 | 27.42 | 27.42 | 40408.45 | 94252.05 | 3395711.79 | 0.092786 | 211.1358 | 262378.26 | 179500 | 7301503.83 | 179500.4807 | 703068.7294 | 111.6 | 0 | 482841.5943 | 193417.6082 | 224375.6009 | 1355423.55 | 0 | 523568.2487 | 110929.1508 | 220227.1352
48282.8283 | 9.9495 | 1863.6364 | 0.25657 | 35.7576 | 0.69697 | 313.6364 | 0.97821 | 0.089091 | 0.026364 | 148.5 | 216945 | 2.58 | 27.49 | 27.49 | 40528.27 | 95302.22 | 3443719 | 0.090096 | 205.0954 | 254794.25 | 86171 | 7395897.6352 | 86170.534 | 724599.4988 | 70.15 | 0 | 594266.5713 | 209130.8262 | 107713.1675 | 1359442.74 | 0 | 638428.9648 | 120287.2386 | 130332.9275
48181.8182 | 9.2929 | 3454.5455 | 0.30909 | 34.2424 | 0.48485 | 631.8182 | 0.97425 | 0.026364 | 0.084545 | 271.58 | 808511 | 1.31 | 14.26 | 14.26 | 20781.82 | 106626.63 | 1970692.15 | 0.53495 | 1465.6566 | 1815287.88 | 562199 | 6363844.1636 | 562198.8799 | 1955020.5659 | 29.28 | 0 | 1242516.4799 | 793300.1441 | 702748.5999 | 697086.21 | 0 | 1392821.6859 | 409393.5309 | 712504.0859
41111.1111 | 5.202 | 4363.6364 | 0.30303 | 34.8485 | 0.4303 | 331.8182 | 0.96782 | 0.063636 | 0.020909 | 26.75 | 36360 | 2.82 | 30.05 | 30.05 | 44349.62 | 44145.9 | 1745637.32 | 0.00432 | 9.6216 | 12235.11 | 7278 | 3502122.356 | 7277.592 | 51162.1765 | 92.75 | 0 | 36388.2481 | 34961.0006 | 9096.99 | 1487622.55 | 0 | 43884.5845 | 20418.1324 | 14773.9283
50000 | 6.5152 | 2227.2727 | 0.2303 | 41.8182 | 0.69091 | 477.2727 | 0.95346 | 0.044545 | 0.03 | 149.3 | 218085 | 2.58 | 27.5 | 27.5 | 40531.66 | 96366.68 | 3482447.03 | 0.090028 | 204.8798 | 254448.29 | 153624 | 7462218.7398 | 153624.0463 | 717335.9496 | 129.41 | 0 | 519316.3947 | 210230.0348 | 192030.0579 | 1359556.44 | 0 | 563711.9033 | 120922.1855 | 198019.5549
46868.6869 | 8.8889 | 3318.1818 | 0.33333 | 23.6364 | 0.71515 | 436.3636 | 0.99851 | 0.012727 | 0.064545 | 96.56 | 157592 | 2.57 | 27.44 | 27.44 | 40443.5 | 75957.67 | 2739083.29 | 0.091968 | 207.7274 | 259736.04 | 55951 | 5922256.59 | 55950.8445 | 565081.9993 | 68.01 | 0 | 477623.6006 | 152475.6432 | 69938.5556 | 1356599.29 | 0 | 509131.1548 | 85818.6431 | 87458.3986
47777.7778 | 8.5354 | 1500 | 0.35152 | 38.4848 | 0.65455 | 295.4545 | 0.95 | 0.071818 | 0.078182 | 210.5 | 503250 | 1.49 | 16.13 | 16.13 | 23537.84 | 85411.61 | 1794209.76 | 0.47136 | 1269.4229 | 1581875.77 | 775344 | 5814946.0613 | 775343.8612 | 1833665.4715 | 50.78 | 0 | 962665.0473 | 491737.8114 | 969179.8265 | 789531.43 | 0 | 1058321.6103 | 260544.3889 | 871000.4242
45757.5758 | 8.6869 | 4590.9091 | 0.23232 | 30.9091 | 0.28485 | 300 | 0.97376 | 0.088182 | 0.091818 | 241.62 | 445329 | 2.18 | 23.32 | 23.32 | 34296.73 | 110336.24 | 3375104.06 | 0.22973 | 543.82 | 672939.07 | 170010 | 8325519.3481 | 170010.3109 | 1702223.878 | 46.63 | 0 | 1444762.8037 | 432408.3545 | 212512.8886 | 1150417.7 | 0 | 1532213.5671 | 238193.8574 | 257461.0743
40808.0808 | 9.3939 | 3136.3636 | 0.35758 | 21.5152 | 0.2303 | 509.0909 | 0.96485 | 0.079091 | 0.042727 | 35.73 | 62446 | 2.82 | 30.05 | 30.05 | 44347.17 | 66084.99 | 2613039.29 | 0.004363 | 9.8746 | 12398.04 | 12483 | 5221204.65 | 12482.8788 | 87520.4884 | 143.04 | 0 | 62680.5936 | 60544.8787 | 15603.5985 | 1487540.44 | 0 | 75037.6096 | 33657.3996 | 24839.8947
49090.9091 | 8.6364 | 4272.7273 | 0.29697 | 33.9394 | 0.3697 | 250 | 0.96831 | 0.03 | 0.057273 | 35.58 | 62151 | 2.82 | 30.06 | 30.06 | 44374.33 | 66420.38 | 2627913.64 | 0.003752 | 8.4943 | 10663.86 | 10027 | 5250034.0609 | 10027.217 | 86076.7499 | 133.76 | 0 | 63750.4396 | 60257.2432 | 12534.0213 | 1488451.58 | 0 | 76049.5329 | 33499.6329 | 22326.3103
46969.697 | 10 | 1272.7273 | 0.23636 | 24.8485 | 0.32121 | 481.8182 | 0.98267 | 0.072727 | 0.070909 | 132.69 | 228803 | 2.19 | 23.49 | 23.49 | 34525.42 | 68479.36 | 2108882.97 | 0.22457 | 530.7952 | 665739.6 | 258409 | 5238378.1716 | 258409.0182 | 971481.5511 | 46.55 | 0 | 667707.8704 | 221745.6278 | 323011.2727 | 1158088.9 | 0 | 713072.5329 | 123561.9167 | 303773.6806
44848.4848 | 7.0707 | 3090.9091 | 0.39394 | 47.2727 | 0.6 | 354.5455 | 0.97326 | 0.031818 | 0.088182 | 160.45 | 354450 | 1.77 | 19.05 | 19.05 | 27874.13 | 76761.14 | 1908055.6 | 0.3742 | 938.7828 | 1173464.45 | 204334 | 5595872.8581 | 204333.6407 | 1514268.7989 | 38.77 | 0 | 1241943.8869 | 345743.0269 | 255417.0509 | 934984.16 | 0 | 1309935.1582 | 185191.1011 | 272324.912
47575.7576 | 9.899 | 2909.0909 | 0.30101 | 23.0303 | 0.54545 | 559.0909 | 0.95297 | 0.046364 | 0.034545 | 200.19 | 490108 | 1.42 | 15.45 | 15.45 | 22522.43 | 67784.06 | 1362998.02 | 0.49412 | 1378.4512 | 1729428.73 | 736172 | 4509884.1038 | 736171.9004 | 1428725.0101 | 32.89 | 0 | 599638.2789 | 479133.1653 | 920214.8755 | 755471.58 | 0 | 692553.1097 | 253076.6008 | 829086.7312
42121.2121 | 5.3535 | 4409.0909 | 0.31515 | 47.8788 | 0.59394 | 590.9091 | 0.95742 | 0.032727 | 0.061818 | 28.39 | 42778 | 2.83 | 30.14 | 30.14 | 44480.96 | 49206.33 | 1951513.89 | 0.001364 | 3.0794 | 3902.01 | 1773 | 3906016.7172 | 1772.6476 | 50301.987 | 79.19 | 0 | 39865.9229 | 41284.0897 | 2215.8094 | 1492028 | 0 | 48529.3394 | 23596.9649 | 10436.0641
43434.3434 | 5.9091 | 4181.8182 | 0.24848 | 27.5758 | 0.68485 | 595.4545 | 0.96732 | 0.093636 | 0.056364 | 87.16 | 152992 | 1.79 | 19.35 | 19.35 | 28301.32 | 45342.07 | 1145250.35 | 0.36417 | 919.8961 | 1168773.66 | 255405 | 3329848.0026 | 255405.4401 | 765269.2266 | 35.09 | 0 | 479608.6722 | 148353.8168 | 319256.8001 | 949313.3 | 0 | 509863.7865 | 82407.3125 | 285660.5544
45959.596 | 9.0404 | 545.4545 | 0.21414 | 29.3939 | 0.61818 | 622.7273 | 0.95544 | 0.083636 | 0.032727 | 237.37 | 566089 | 1.72 | 18.57 | 18.57 | 27174.93 | 112895.33 | 2734316.99 | 0.39019 | 976.1319 | 1207168.97 | 602446 | 8208815.253 | 602446.2649 | 2504941.543 | 61.6 | 0 | 1794865.9134 | 553104.4462 | 753057.8311 | 911530.57 | 0 | 1902495.2781 | 293155.286 | 710075.6296
44141.4141 | 9.4949 | 681.8182 | 0.38182 | 40.6061 | 0.62424 | 545.4545 | 0.9698 | 0.052727 | 0.014545 | 258.66 | 754882 | 1.4 | 15.18 | 15.18 | 22136.54 | 107846.27 | 2126087.62 | 0.50382 | 1337.2592 | 1655761.27 | 1102911 | 7204550.9931 | 1102911.4935 | 2531949.6459 | 48.78 | 0 | 1288444.6682 | 740429.6235 | 1378639.3669 | 742527.77 | 0 | 1429038.1524 | 382941.2462 | 1243504.9777
49191.9192 | 9.5455 | 1954.5455 | 0.36364 | 42.4242 | 0.66667 | 395.4545 | 0.98811 | 0.050909 | 0.060909 | 54.89 | 97668 | 2.77 | 29.5 | 29.5 | 43528.24 | 71353.31 | 2769245.14 | 0.022744 | 51.369 | 64349.34 | 29544 | 5619316.7726 | 29543.7554 | 213246.518 | 111.27 | 0 | 164425.9318 | 94746.2002 | 36929.6942 | 1460070.95 | 0 | 183702.7626 | 52505.2328 | 48820.5862
45656.5657 | 8.8384 | 4227.2727 | 0.3798 | 49.3939 | 0.55152 | 568.1818 | 0.97623 | 0.094545 | 0.082727 | 64.59 | 99048 | 2.73 | 29.04 | 29.04 | 42838.18 | 61916.91 | 2364919.36 | 0.038236 | 85.7424 | 107871.48 | 69579 | 4875361.1991 | 69579.1423 | 251955.4682 | 122.19 | 0 | 162376.7726 | 95637.2836 | 86973.9279 | 1436924.25 | 0 | 182376.3258 | 54473.7467 | 89578.6956
46262.6263 | 7.1212 | 636.3636 | 0.31717 | 37.8788 | 0.33939 | 404.5455 | 0.99009 | 0.084545 | 0.083636 | 18.92 | 25759 | 2.83 | 30.15 | 30.15 | 44504.08 | 41518.44 | 1647466.75 | 0.000849 | 1.8933 | 2412.14 | 880 | 3300852.0601 | 880.2107 | 29656.1187 | 53.31 | 0 | 23466.3146 | 24770.8318 | 1100.2633 | 1492803.77 | 0 | 28775.9081 | 14461.9955 | 6189.8041
44949.4949 | 8.2323 | 4545.4545 | 0.32929 | 25.1515 | 0.46667 | 645.4545 | 0.999 | 0.081818 | 0.073636 | 32.62 | 51864 | 2.82 | 30.02 | 30.02 | 44301.37 | 57243.54 | 2261081.73 | 0.005403 | 12.1351 | 15304.03 | 2591 | 4528631.2323 | 2590.5508 | 77017.5796 | 57.41 | 0 | 64014.588 | 50141.6223 | 3238.1884 | 1486004.21 | 0 | 74427.0289 | 28360.8668 | 13002.9916
42626.2626 | 6.5657 | 3363.6364 | 0.20404 | 23.3333 | 0.32727 | 522.7273 | 0.99356 | 0.022727 | 0.05 | 62.57 | 107499 | 2.74 | 29.21 | 29.21 | 43093.55 | 72095.66 | 2770128.99 | 0.032496 | 73.2602 | 91743.58 | 41132 | 5668344.8971 | 41132.208 | 266121.8147 | 73.81 | 0 | 203664.033 | 104172.4277 | 51415.26 | 1445490.12 | 0 | 224989.6067 | 58085.4925 | 62457.7817
43838.3838 | 8.3838 | 5000 | 0.31111 | 23.9394 | 0.60606 | 304.5455 | 0.95792 | 0.054545 | 0.077273 | 92.25 | 143930 | 2.55 | 27.22 | 27.22 | 40110.45 | 63797.1 | 2281627.81 | 0.099446 | 224.0088 | 281563.31 | 145927 | 4966474.31 | 145927.085 | 482951.7329 | 126.67 | 0 | 308043.556 | 139053.8963 | 182408.8563 | 1345427.66 | 0 | 337024.6479 | 78937.1962 | 174908.1769
42828.2828 | 9.596 | 3681.8182 | 0.25051 | 37.5758 | 0.66061 | 600 | 0.95891 | 0.080909 | 0.086364 | 241.39 | 449508 | 2.1 | 22.52 | 22.52 | 33095.47 | 111606.99 | 3294866.55 | 0.25662 | 613.2652 | 758644.42 | 382717 | 8372187.9114 | 382716.5055 | 1841216.7429 | 58.59 | 0 | 1370355.0394 | 436591.4276 | 478395.6319 | 1110123.98 | 0 | 1458500.2374 | 240085.3222 | 470861.7034
42525.2525 | 6.7677 | 2772.7273 | 0.31313 | 33.6364 | 0.26061 | 618.1818 | 0.95148 | 0.043636 | 0.015455 | 62.04 | 109968 | 2.75 | 29.26 | 29.26 | 43162.13 | 75164.73 | 2892652.48 | 0.030954 | 69.9042 | 87433.21 | 32480 | 5909255.3152 | 32479.9387 | 271401.9323 | 56.45 | 0 | 217206.7171 | 106660.1177 | 40599.9233 | 1447790.67 | 0 | 238921.9936 | 59146.9447 | 54195.2151
45454.5455 | 6.6162 | 954.5455 | 0.28081 | 45.1515 | 0.29091 | 681.8182 | 0.98069 | 0.010909 | 0.036364 | 24.35 | 33100 | 2.82 | 30.07 | 30.07 | 44386.93 | 41518.44 | 1643125 | 0.003481 | 7.7381 | 9859.63 | 3964 | 3297667.1127 | 3964.1838 | 45884.9475 | 89.11 | 0 | 35096.4574 | 31826.8239 | 4955.2297 | 1488874.18 | 0 | 41920.7637 | 18587.6918 | 10788.4901
44444.4444 | 7.3232 | 4772.7273 | 0.30707 | 42.7273 | 0.23636 | 572.7273 | 0.99554 | 0.017273 | 0.047273 | 59 | 84690 | 2.72 | 28.95 | 28.95 | 42702.68 | 54038.37 | 2057466.55 | 0.041282 | 92.1008 | 116363.6 | 32783 | 4261439.3593 | 32783.1364 | 223731.0017 | 52.99 | 0 | 173656.2791 | 81587.578 | 40978.9205 | 1432379.14 | 0 | 190947.8654 | 47097.9266 | 50074.7227
46161.6162 | 5.8081 | 4136.3636 | 0.36566 | 22.1212 | 0.35152 | 609.0909 | 0.96584 | 0.039091 | 0.085455 | 153.48 | 331316 | 1.85 | 19.98 | 19.98 | 29262.9 | 77575.33 | 2024643.43 | 0.3429 | 848.3361 | 1060079.81 | 415239 | 5722729.1438 | 415239.3559 | 1456946.9056 | 48.54 | 0 | 977976.9342 | 323002.1733 | 519049.1949 | 981567.69 | 0 | 1041707.5497 | 173586.1476 | 478969.9713
40505.0505 | 7.1717 | 3727.2727 | 0.32323 | 20.9091 | 0.53939 | 504.5455 | 0.96633 | 0.015455 | 0.040909 | 86.81 | 136792 | 2.63 | 28.02 | 28.02 | 41308.76 | 73609.98 | 2711196.75 | 0.072552 | 163.5948 | 204743.51 | 117514 | 5749190.7781 | 117513.7239 | 451973.4707 | 98.04 | 0 | 306959.3277 | 132202.2889 | 146892.1548 | 1385622.72 | 0 | 334459.7468 | 74904.2164 | 145014.143
45050.5051 | 7.8788 | 2727.2727 | 0.38788 | 26.9697 | 0.49091 | 463.6364 | 0.99306 | 0.092727 | 0.011818 | 44.98 | 78356 | 2.8 | 29.79 | 29.79 | 43963.37 | 69183.81 | 2711889.2 | 0.012978 | 29.2866 | 36720.81 | 10962 | 5454177.4356 | 10961.9519 | 143991.8719 | 65.28 | 0 | 117517.1346 | 75964.3247 | 13702.4399 | 1474666.56 | 0 | 133029.92 | 42252.9209 | 26474.7373
40303.0303 | 7.2727 | 4727.2727 | 0.25253 | 37.2727 | 0.5697 | 445.4545 | 0.98217 | 0.034545 | 0.095455 | 18.65 | 25585 | 2.83 | 30.16 | 30.16 | 44519.35 | 41518.44 | 1648034.88 | 0.000505 | 1.1457 | 1459.53 | 213 | 3301699.8979 | 213.0575 | 28205.1196 | 53.33 | 0 | 22726.4892 | 24606.6236 | 266.3219 | 1493315.73 | 0 | 27992.0621 | 14342.0945 | 5478.6304
49292.9293 | 6.3636 | 3772.7273 | 0.24444 | 21.8182 | 0.72121 | 518.1818 | 0.96336 | 0.042727 | 0.090909 | 135.6 | 233215 | 2.19 | 23.42 | 23.42 | 34424.94 | 74382.23 | 2284003.62 | 0.22683 | 537.8595 | 672938.48 | 331055 | 5679796.0127 | 331055.3735 | 1058385.7198 | 101.88 | 0 | 681073.088 | 226004.613 | 413819.2168 | 1154718.4 | 0 | 727330.3463 | 125993.1229 | 377312.6317
48989.899 | 6.2626 | 1909.0909 | 0.21818 | 24.5455 | 0.30303 | 663.6364 | 0.99108 | 0.06 | 0.081818 | 20.49 | 29268 | 2.83 | 30.13 | 30.13 | 44470.02 | 43372.37 | 1719716.6 | 0.001612 | 3.6051 | 4586.92 | 1629 | 3446315.1378 | 1629.1299 | 36736.7201 | 53.74 | 0 | 29126.5049 | 28190.8989 | 2036.4124 | 1491661.31 | 0 | 35107.5902 | 16290.9701 | 7610.2151
44545.4545 | 9.798 | 3045.4545 | 0.34949 | 26.0606 | 0.56364 | 290.9091 | 0.98861 | 0.09 | 0.079091 | 51.77 | 70374 | 2.65 | 28.3 | 28.3 | 41724.79 | 44938.48 | 1671793.29 | 0.063247 | 140.2078 | 178192.64 | 90232 | 3545746.3419 | 90232.0958 | 236226.8192 | 134.72 | 0 | 131487.2982 | 67660.0393 | 112790.1198 | 1399577.85 | 0 | 145994.7234 | 39514.5729 | 104739.521
49595.9596 | 7.5253 | 1636.3636 | 0.27475 | 28.1818 | 0.73333 | 654.5455 | 0.99603 | 0.08 | 0.051818 | 211.02 | 504104 | 1.48 | 16.11 | 16.11 | 23509.22 | 82694.33 | 1734949.05 | 0.47203 | 1269.0901 | 1582922.75 | 852819 | 5639811.647 | 852819.3688 | 1789471.1712 | 52.32 | 0 | 840823.9061 | 492566.9549 | 1066024.211 | 788571.52 | 0 | 936651.8024 | 261011.0579 | 948647.2652
43333.3333 | 8.5859 | 1136.3636 | 0.39596 | 24.2424 | 0.52121 | 281.8182 | 0.98613 | 0.037273 | 0.039091 | 49.5 | 67285 | 2.72 | 28.95 | 28.95 | 42700.99 | 47435.88 | 1806014.53 | 0.04132 | 91.7803 | 116441.99 | 81341 | 3747157.8924 | 81341.4511 | 187169.9418 | 108.02 | 0 | 91957.8472 | 64689.1436 | 101676.8138 | 1432322.41 | 0 | 105828.4907 | 37780.1401 | 95212.0946
48787.8788 | 5.2525 | 818.1818 | 0.35556 | 43.3333 | 0.52727 | 527.2727 | 0.97772 | 0.076364 | 0.01 | 182.55 | 434720 | 1.62 | 17.52 | 17.52 | 25606.14 | 78400.41 | 1791304.43 | 0.42485 | 1094.1514 | 1366828.14 | 461412 | 5586504.5012 | 461412.2752 | 1686268.797 | 35.33 | 0 | 1142188.9174 | 424743.6651 | 576765.344 | 858908.55 | 0 | 1224856.5218 | 225165.7367 | 544079.8796
48686.8687 | 8.1313 | 3818.1818 | 0.2404 | 36.0606 | 0.55758 | 677.2727 | 0.98465 | 0.024545 | 0.017273 | 230.61 | 588807 | 1.35 | 14.64 | 14.64 | 21360.59 | 86341.89 | 1644673.7 | 0.52084 | 1491.7903 | 1858404.41 | 715292 | 5577884.398 | 715291.7681 | 1849376.7014 | 46.58 | 0 | 1022960.6041 | 576108.2065 | 894114.7102 | 716499.79 | 0 | 1134084.9332 | 302674.689 | 826416.0973
40101.0101 | 8.0303 | 2045.4545 | 0.37778 | 40.303 | 0.35758 | 409.0909 | 0.95445 | 0.02 | 0.062727 | 47.4 | 65150 | 2.34 | 25 | 25 | 36773.56 | 46582.9 | 1527830.73 | 0.17417 | 403.0892 | 511698.43 | 164230 | 3613576.9944 | 164230.3373 | 461330.9549 | 58.49 | 0 | 283697.0568 | 62662.1937 | 205287.9216 | 1233498.36 | 0 | 297100.6176 | 36507.9245 | 177633.8982
41919.1919 | 5.6061 | 2409.0909 | 0.37374 | 27.2727 | 0.38182 | 686.3636 | 0.99059 | 0.045455 | 0.044545 | 37.09 | 54963 | 2.81 | 29.89 | 29.89 | 44110.53 | 52524.67 | 2065748.78 | 0.009689 | 21.6547 | 27383.57 | 19991 | 4154369.8159 | 19991.0495 | 89635.4933 | 106.84 | 0 | 58483.5993 | 53006.6478 | 24988.8119 | 1479602.64 | 0 | 69644.4437 | 30399.3297 | 31151.894
43737.3737 | 9.1414 | 590.9091 | 0.30505 | 31.8182 | 0.72727 | 431.8182 | 0.96237 | 0.013636 | 0.071818 | 193.05 | 455195 | 1.38 | 14.95 | 14.95 | 21806.53 | 67097.79 | 1306808.99 | 0.51014 | 1499.6633 | 1882081.64 | 482110 | 3935391.3398 | 482110.1216 | 926761.5427 | 40.02 | 0 | 357994.6852 | 444651.4211 | 602637.6521 | 731458.1 | 0 | 444651.4211 | 236031.1264 | 568766.8575
41616.1616 | 5.1515 | 1772.7273 | 0.32121 | 46.9697 | 0.27273 | 450 | 0.97871 | 0.035455 | 0.093636 | 377.57 | 1340034 | 0.91 | 9.94 | 9.94 | 14445.75 | 112895.33 | 1439114.75 | 0.67962 | 2116.6667 | 2617652 | 1070301 | 5888323.5455 | 1070300.7973 | 2388706.5023 | 47.26 | 0 | 1072963.4954 | 1318405.705 | 1337875.9967 | 484554.98 | 0 | 1318405.705 | 668522.7709 | 1315743.0069
40909.0909 | 7.0202 | 1090.9091 | 0.27677 | 32.1212 | 0.21818 | 286.3636 | 0.96881 | 0.05 | 0.033636 | 231.05 | 327360 | 2.66 | 28.35 | 28.35 | 41818.69 | 112895.33 | 4208396.66 | 0.061318 | 141.4585 | 174939.53 | 178823 | 8786399.2339 | 178822.5957 | 793282.8946 | 134.94 | 0 | 547467.9893 | 315225.8487 | 223528.2446 | 1402727.33 | 0 | 614460.2989 | 182470.1811 | 245814.9053
48383.8384 | 6.8687 | 3909.0909 | 0.3596 | 31.5152 | 0.24242 | 422.7273 | 0.99653 | 0.028182 | 0.096364 | 76.68 | 114456 | 2.68 | 28.54 | 28.54 | 42090.06 | 60703.24 | 2278115.2 | 0.055011 | 123.2702 | 155178.92 | 35939 | 4774255.2907 | 35938.6088 | 321671.9625 | 78.8 | 0 | 262518.6462 | 110414.7995 | 44923.261 | 1411830.11 | 0 | 285733.3537 | 63231.0174 | 59153.3163
44747.4747 | 7.2222 | 4636.3636 | 0.24646 | 49.697 | 0.58788 | 340.9091 | 0.95099 | 0.075455 | 0.058182 | 173.18 | 389696 | 1.53 | 16.56 | 16.56 | 24173.73 | 66084.99 | 1426495.41 | 0.45682 | 1233.3333 | 1548550.44 | 229350 | 3814866.1502 | 229350.0747 | 609630.3506 | 29.26 | 0 | 305691.7601 | 380280.2759 | 286687.5933 | 810861.32 | 0 | 380280.2759 | 203160.3339 | 303938.5904
48585.8586 | 5.9596 | 4090.9091 | 0.26869 | 25.7576 | 0.43636 | 390.9091 | 0.99158 | 0.097273 | 0.054545 | 257.13 | 750586 | 1.43 | 15.55 | 15.55 | 22689.04 | 112895.33 | 2281856.33 | 0.49123 | 1283.3333 | 1587080.56 | 238648 | 5945417.8665 | 238648.0507 | 974867.9463 | 27.47 | 0 | 596429.0829 | 736219.8957 | 298310.0633 | 761060.25 | 0 | 736219.8957 | 380754.9713 | 378438.8634
48888.8889 | 6.9697 | 2454.5455 | 0.36768 | 22.4242 | 0.67273 | 254.5455 | 0.96683 | 0.029091 | 0.069091 | 105.83 | 173946 | 1.48 | 16.17 | 16.17 | 23559.16 | 41518.44 | 874797.85 | 0.47005 | 1406.903 | 1792659.24 | 457847 | 2733690.6065 | 457847.2538 | 626177.5515 | 28.55 | 0 | 133592.4816 | 168330.2977 | 572309.0673 | 790246.65 | 0 | 168330.2977 | 94617.0631 | 492585.0699
47373.7374 | 9.6465 | 2181.8182 | 0.31919 | 44.2424 | 0.31515 | 486.3636 | 0.96188 | 0.025455 | 0.035455 | 240.5 | 340090 | 2.45 | 26.19 | 26.19 | 38584.78 | 112895.33 | 3884099.43 | 0.13366 | 307.3338 | 380075.29 | 57152 | 8649476.1202 | 57151.6539 | 1163737.3646 | 46.3 | 0 | 1036964.679 | 327462.3032 | 71439.5673 | 1294252.28 | 0 | 1106585.7108 | 189630.1584 | 126772.6856
45555.5556 | 6.3131 | 909.0909 | 0.34141 | 46.0606 | 0.70303 | 640.9091 | 0.9594 | 0.070909 | 0.097273 | 77.86 | 114422 | 2.64 | 28.2 | 28.2 | 41572.53 | 66084.99 | 2449580.32 | 0.066633 | 149.8193 | 188110.83 | 110863 | 5172235.653 | 110863.356 | 371893.1051 | 79.02 | 0 | 237761.7339 | 110319.9988 | 138579.1951 | 1394470.49 | 0 | 261029.7491 | 63376.2138 | 134131.3712
49393.9394 | 8.0808 | 727.2727 | 0.22222 | 40 | 0.64848 | 586.3636 | 0.98564 | 0.020909 | 0.072727 | 273.24 | 817513 | 1.32 | 14.38 | 14.38 | 20946.91 | 112895.33 | 2103331.78 | 0.53118 | 1442.7017 | 1784168.63 | 1823769 | 7313521.7136 | 1823769.4535 | 2625969.0368 | 68.39 | 0 | 650290.0877 | 802199.5833 | 2279711.8168 | 702623.82 | 0 | 802199.5833 | 413763.2118 | 1975678.9491
41717.1717 | 8.2828 | 2545.4545 | 0.26667 | 44.5455 | 0.6303 | 540.9091 | 0.99405 | 0.011818 | 0.037273 | 240.38 | 459366 | 2.03 | 21.75 | 21.75 | 31935.18 | 112895.33 | 3216111.04 | 0.28268 | 682.3718 | 843879.53 | 862610 | 8433508.3555 | 862609.893 | 1995517.2508 | 103.5 | 0 | 1043147.6279 | 446479.9858 | 1078262.3662 | 1071204.02 | 0 | 1132907.3578 | 244482.9006 | 952369.6229
44040.404 | 5.5556 | 4681.8182 | 0.2202 | 30.303 | 0.73939 | 413.6364 | 0.95198 | 0.030909 | 0.027273 | 93.87 | 160774 | 1.63 | 17.68 | 17.68 | 25812.32 | 41518.44 | 957281.9 | 0.41981 | 1130.2329 | 1440129.29 | 525444 | 2908573.4168 | 525443.9307 | 681225.8173 | 31.23 | 0 | 123873.5472 | 155781.8867 | 656804.9133 | 865824.71 | 0 | 155781.8867 | 86910.2815 | 557352.2701
49898.9899 | 5.7576 | 4863.6364 | 0.32525 | 43.9394 | 0.47273 | 563.6364 | 0.97574 | 0.060909 | 0.02 | 207.84 | 303868 | 2.69 | 28.65 | 28.65 | 42264.42 | 112895.33 | 4253525.79 | 0.051256 | 118.3242 | 146329.97 | 55009 | 8791568.7185 | 55008.7569 | 697577.3735 | 50.65 | 0 | 580718.5571 | 292937.6166 | 68760.9461 | 1417678.69 | 0 | 642568.6166 | 168463.9869 | 116858.8164
48080.8081 | 7.4242 | 3000 | 0.20202 | 33.3333 | 0.26667 | 668.1818 | 0.95643 | 0.038182 | 0.055455 | 240.53 | 449766 | 2.08 | 22.26 | 22.26 | 32704.2 | 112895.33 | 3293618.55 | 0.26538 | 637.0802 | 787868.49 | 118471 | 8455932.3721 | 118471.1211 | 1903012.0251 | 39.35 | 0 | 1696395.4614 | 436892.3007 | 148088.9014 | 1096999.44 | 0 | 1784540.904 | 240085.9886 | 206616.5637
41515.1515 | 5 | 772.7273 | 0.26263 | 30.6061 | 0.42424 | 550 | 0.9792 | 0.091818 | 0.052727 | 233.17 | 371904 | 2.37 | 25.31 | 25.31 | 37268.01 | 112895.33 | 3751700.26 | 0.16318 | 378.8868 | 468564.27 | 191586 | 8619112.5353 | 191585.6086 | 1352629.7802 | 120.46 | 0 | 1086421.9694 | 359565.2811 | 239482.0107 | 1250083.68 | 0 | 1161044.1716 | 203252.0872 | 266207.8108
43131.3131 | 9.7475 | 863.6364 | 0.34343 | 49.0909 | 0.33333 | 309.0909 | 0.96534 | 0.082727 | 0.059091 | 100.37 | 163239 | 2.48 | 26.48 | 26.48 | 39005.13 | 66084.99 | 2298499.58 | 0.1242 | 282.1992 | 354324.29 | 142695 | 5121025.4286 | 142695.1092 | 584489.8191 | 126.05 | 0 | 409141.532 | 157918.332 | 178368.8865 | 1308352.03 | 0 | 441794.7099 | 88939.0339 | 175348.2871
45252.5253 | 5.7071 | 4818.1818 | 0.24242 | 41.2121 | 0.70909 | 495.4545 | 0.99702 | 0.048182 | 0.028182 | 93.25 | 159925 | 1.63 | 17.68 | 17.68 | 25821.05 | 41518.44 | 957611.62 | 0.41961 | 1130.1386 | 1440009.63 | 525400 | 2908891.2068 | 525400.0879 | 680364.2829 | 31.24 | 0 | 123231.1283 | 154964.195 | 656750.1098 | 866117.44 | 0 | 154964.195 | 86432.8825 | 557133.1545
44343.4343 | 8.7879 | 4909.0909 | 0.21212 | 43.0303 | 0.44848 | 695.4545 | 0.98366 | 0.090909 | 0.04 | 233.41 | 369252 | 2.37 | 25.33 | 25.33 | 37296.58 | 112895.33 | 3754581.52 | 0.16255 | 376.5546 | 465679.91 | 190406 | 8615163.824 | 190406.3172 | 1343855.6918 | 120.55 | 0 | 1079263.5404 | 356903.9294 | 238007.8965 | 1251041.81 | 0 | 1153449.3746 | 202063.5306 | 264592.1514
42222.2222 | 7.6768 | 3272.7273 | 0.29091 | 39.3939 | 0.2 | 604.5455 | 0.97178 | 0.085455 | 0.087273 | 232.99 | 322333 | 2.63 | 28.01 | 28.01 | 41314.53 | 112895.33 | 4157841.95 | 0.072599 | 166.1968 | 205533.57 | 30906 | 8744233.4757 | 30905.8842 | 832107.1979 | 49.53 | 0 | 734960.0996 | 310113.3573 | 38632.3553 | 1385816.39 | 0 | 801201.3137 | 180424.3862 | 97147.0983
46767.6768 | 6.6667 | 4954.5455 | 0.4 | 31.2121 | 0.64242 | 350 | 0.97128 | 0.086364 | 0.046364 | 378.76 | 1346452 | 0.9 | 9.8 | 9.8 | 14232.99 | 112895.33 | 1417711.38 | 0.68441 | 2166.6667 | 2679486.65 | 1095583 | 5881237.5879 | 1095583.4933 | 2420329.8524 | 46.6 | 0 | 1078161.1668 | 1324746.3591 | 1369479.3667 | 477418.34 | 0 | 1324746.3591 | 671635.9679 | 1342168.6856
43030.303 | 6.2121 | 1409.0909 | 0.34545 | 35.4545 | 0.8 | 554.5455 | 0.96089 | 0.095455 | 0.025455 | 21.32 | 28979 | 2.82 | 30.09 | 30.09 | 44404.25 | 41518.44 | 1643771.07 | 0.00309 | 6.873 | 8757.21 | 3195 | 3298576.4194 | 3195.2343 | 41144.5409 | 53.2 | 0 | 31975.1273 | 27862.0481 | 3994.0429 | 1489455.22 | 0 | 37949.3065 | 16272.1598 | 9169.4135
43939.3939 | 7.8283 | 2000 | 0.22626 | 46.3636 | 0.67879 | 700 | 0.95693 | 0.016364 | 0.063636 | 18.92 | 25759 | 2.83 | 30.15 | 30.15 | 44504.08 | 41518.44 | 1647466.75 | 0.000849 | 1.8933 | 2412.14 | 880 | 3300852.0601 | 880.2107 | 29656.1187 | 53.31 | 0 | 23466.3146 | 24770.8318 | 1100.2633 | 1492803.77 | 0 | 28775.9081 | 14461.9955 | 6189.8041
42020.202 | 5.4545 | 3863.6364 | 0.34747 | 30 | 0.49697 | 368.1818 | 0.98316 | 0.087273 | 0.099091 | 35.27 | 61574 | 2.83 | 30.1 | 30.1 | 44428.32 | 66084.99 | 2617824.47 | 0.00254 | 5.8028 | 7285.81 | 2698 | 5226994.8884 | 2697.6999 | 79541.2608 | 53.22 | 0 | 64657.2447 | 59697.2085 | 3372.1249 | 1490262.29 | 0 | 76843.5609 | 33192.4564 | 14884.0161
41313.1313 | 7.6263 | 3545.4545 | 0.29293 | 20.6061 | 0.78182 | 440.9091 | 0.99257 | 0.067273 | 0.043636 | 25.95 | 36675 | 2.79 | 29.76 | 29.76 | 43911.45 | 41518.44 | 1625528.54 | 0.014151 | 31.3013 | 39883.27 | 39569 | 3291400.2444 | 39569.053 | 74877.2847 | 141.66 | 0 | 27800.5003 | 35308.2318 | 49461.3162 | 1472925.15 | 0 | 35308.2318 | 20449.1699 | 47076.7844
41010.101 | 6.0101 | 1454.5455 | 0.33535 | 36.6667 | 0.61212 | 259.0909 | 0.9599 | 0.077273 | 0.065455 | 35.74 | 62518 | 2.83 | 30.1 | 30.1 | 44427.05 | 66084.99 | 2617750.31 | 0.002568 | 5.868 | 7367.52 | 7418 | 5226761.1471 | 7417.8876 | 80443.528 | 143.29 | 0 | 60656.8079 | 60612.8492 | 9272.3596 | 1490219.69 | 0 | 73025.6403 | 33689.5847 | 19786.7201
47676.7677 | 7.9798 | 3954.5455 | 0.27273 | 29.697 | 0.37576 | 322.7273 | 0.95049 | 0.098182 | 0.022727 | 18.52 | 25174 | 2.83 | 30.16 | 30.16 | 44517.8 | 41518.44 | 1647974.24 | 0.000541 | 1.2199 | 1554.7 | 903 | 3301308.9496 | 902.6731 | 27682.517 | 84.54 | 0 | 21591.0075 | 24199.4094 | 1128.3413 | 1493264.05 | 0 | 26779.8439 | 14133.0836 | 6091.5094
48484.8485 | 6.4141 | 3590.9091 | 0.25455 | 50 | 0.27879 | 472.7273 | 0.98168 | 0.055455 | 0.094545 | 25.95 | 36675 | 2.79 | 29.76 | 29.76 | 43911.45 | 41518.44 | 1625528.54 | 0.014151 | 31.3013 | 39883.27 | 39569 | 3291400.2444 | 39569.053 | 74877.2847 | 141.66 | 0 | 27800.5003 | 35308.2318 | 49461.3162 | 1472925.15 | 0 | 35308.2318 | 20449.1699 | 47076.7844
41212.1212 | 8.7374 | 2090.9091 | 0.26061 | 46.6667 | 0.7697 | 454.5455 | 0.95495 | 0.058182 | 0.021818 | 233.05 | 369535 | 2.37 | 25.29 | 25.29 | 37241.79 | 112895.33 | 3749062.94 | 0.16378 | 379.9818 | 469917.75 | 192139 | 8617111.6057 | 192139.2919 | 1353144.292 | 120.38 | 0 | 1086788.1138 | 357209.8315 | 240174.1149 | 1249204.05 | 0 | 1161005.0001 | 202148.1086 | 266356.1782
47979.798 | 5.404 | 2500 | 0.33131 | 20.303 | 0.58182 | 627.2727 | 0.97227 | 0.068182 | 0.024545 | 25.95 | 36675 | 2.79 | 29.76 | 29.76 | 43911.45 | 41518.44 | 1625528.54 | 0.014151 | 31.3013 | 39883.27 | 39569 | 3291400.2444 | 39569.053 | 74877.2847 | 141.66 | 0 | 27800.5003 | 35308.2318 | 49461.3162 | 1472925.15 | 0 | 35308.2318 | 20449.1699 | 47076.7844
40202.0202 | 5.8586 | 1000 | 0.38586 | 47.5758 | 0.50303 | 531.8182 | 0.97524 | 0.057273 | 0.029091 | 18.65 | 25585 | 2.83 | 30.16 | 30.16 | 44519.35 | 41518.44 | 1648034.88 | 0.000505 | 1.1457 | 1459.53 | 579 | 3302066.1781 | 579.3377 | 28571.3997 | 143.59 | 0 | 22726.4892 | 24606.6236 | 724.1721 | 1493315.73 | 0 | 27992.0621 | 14342.0945 | 5844.9106
46464.6465 | 8.9394 | 4454.5455 | 0.26465 | 41.5152 | 0.79394 | 427.2727 | 0.97029 | 0.027273 | 0.049091 | 45.05 | 61240 | 2.33 | 24.94 | 24.94 | 36686.82 | 41518.44 | 1358524.3 | 0.17611 | 406.5643 | 518039.68 | 359766 | 3227427.2199 | 359766.4939 | 418644.6751 | 118.7 | 0 | 46253.524 | 58878.1812 | 449708.1173 | 1230588.76 | 0 | 58878.1812 | 34386.3871 | 372391.1511
43232.3232 | 9.2424 | 1181.8182 | 0.23838 | 29.0909 | 0.40606 | 500 | 0.97475 | 0.019091 | 0.012727 | 236.38 | 334716 | 2.66 | 28.32 | 28.32 | 41777.21 | 112895.33 | 4204273.78 | 0.062241 | 142.646 | 176408.23 | 180324 | 8781523.6928 | 180323.7799 | 804370.2556 | 134.81 | 0 | 555542.457 | 322300.005 | 225404.7249 | 1401336.19 | 0 | 624046.4757 | 186587.696 | 248827.7986
49797.9798 | 6.7172 | 2954.5455 | 0.28889 | 35.1515 | 0.46061 | 672.7273 | 0.96287 | 0.1 | 0.07 | 377.32 | 1337849 | 0.9 | 9.85 | 9.85 | 14310.58 | 112895.33 | 1425686.23 | 0.68263 | 2166.6667 | 2679486.65 | 1095583 | 5887552.6997 | 1095583.4933 | 2411813.111 | 46.85 | 0 | 1071171.0256 | 1316229.6176 | 1369479.3667 | 480020.74 | 0 | 1316229.6176 | 667477.8933 | 1340642.0854
43636.3636 | 6.9192 | 1318.1818 | 0.20606 | 48.4848 | 0.39394 | 513.6364 | 0.95594 | 0.096364 | 0.067273 | 25.77 | 35029 | 2.82 | 30.04 | 30.04 | 44342.9 | 41518.44 | 1641491.08 | 0.004472 | 9.9252 | 12646.79 | 5019 | 3294901.3527 | 5018.7379 | 48682.7934 | 143.03 | 0 | 36442.4292 | 33679.8232 | 6273.4223 | 1487397.28 | 0 | 43664.0555 | 19669.8915 | 12240.3642
41414.1414 | 6.8182 | 3181.8182 | 0.20808 | 28.7879 | 0.38788 | 418.1818 | 0.95396 | 0.061818 | 0.080909 | 18.65 | 25585 | 2.83 | 30.16 | 30.16 | 44519.35 | 41518.44 | 1648034.88 | 0.000505 | 1.1457 | 1459.53 | 213 | 3301699.8979 | 213.0575 | 28205.1196 | 53.33 | 0 | 22726.4892 | 24606.6236 | 266.3219 | 1493315.73 | 0 | 27992.0621 | 14342.0945 | 5478.6304
42424.2424 | 5.101 | 2136.3636 | 0.22828 | 36.3636 | 0.74545 | 636.3636 | 0.98663 | 0.049091 | 0.09 | 93.25 | 159925 | 1.63 | 17.68 | 17.68 | 25821.05 | 41518.44 | 957611.62 | 0.41961 | 1130.1386 | 1440009.63 | 525400 | 2908891.2068 | 525400.0879 | 680364.2829 | 31.24 | 0 | 123231.1283 | 154964.195 | 656750.1098 | 866117.44 | 0 | 154964.195 | 86432.8825 | 557133.1545
47878.7879 | 7.5758 | 4045.4545 | 0.29495 | 21.2121 | 0.21212 | 468.1818 | 0.97722 | 0.041818 | 0.018182 | 280.09 | 849033 | 1.31 | 14.25 | 14.25 | 20749.94 | 112895.33 | 2082700.01 | 0.53578 | 1449.7326 | 1792863.8 | 1832657 | 7309357.9748 | 1832657.4131 | 2665966.7044 | 67.77 | 0 | 675730.0106 | 833309.2914 | 2290821.7664 | 696016.77 | 0 | 833309.2914 | 429206.2786 | 1990236.6938
44242.4242 | 9.697 | 4000 | 0.39192 | 42.1212 | 0.29697 | 327.2727 | 0.98514 | 0.062727 | 0.045455 | 213.71 | 526347 | 1.28 | 13.89 | 13.89 | 20251.24 | 66084.99 | 1193984.91 | 0.5457 | 1717.4209 | 2156361.97 | 798427 | 4095687.2523 | 798426.9091 | 1313051.1427 | 24.53 | 0 | 414904.1033 | 514624.2336 | 998033.6363 | 679288.72 | 0 | 514624.2336 | 271612.5232 | 898147.0394
45858.5859 | 8.9899 | 2318.1818 | 0.35354 | 26.3636 | 0.25455 | 377.2727 | 0.96138 | 0.051818 | 0.098182 | 231.93 | 593391 | 1.66 | 17.96 | 17.96 | 26262.11 | 112895.33 | 2642919.18 | 0.41059 | 1035.4764 | 1280559.38 | 481392 | 8142457.3991 | 481391.7413 | 2581750.6245 | 31.73 | 0 | 1988392.9886 | 580619.6646 | 601739.6766 | 880911.9 | 0 | 2100358.8832 | 304966.9014 | 593357.636
40404.0404 | 7.3737 | 3409.0909 | 0.28283 | 45.4545 | 0.51515 | 386.3636 | 0.99207 | 0.099091 | 0.048182 | 33.47 | 57964 | 2.83 | 30.12 | 30.12 | 44463.24 | 66084.99 | 2619879.91 | 0.001757 | 4.0343 | 5064.88 | 2985 | 5228226.1666 | 2985.266 | 71088.6723 | 84.44 | 0 | 56618.2845 | 56182.7727 | 3731.5825 | 1491433.74 | 0 | 68103.4064 | 31282.5797 | 14470.3878
46060.6061 | 8.3333 | 3500 | 0.22424 | 45.7576 | 0.24848 | 359.0909 | 0.9797 | 0.066364 | 0.019091 | 19.84 | 27748 | 2.83 | 30.14 | 30.14 | 44481.01 | 41518.44 | 1646612.31 | 0.001367 | 3.0404 | 3873.56 | 900 | 3300489.6837 | 899.9204 | 34043.1068 | 84.47 | 0 | 27450.73 | 26711.7723 | 1124.9005 | 1492029.86 | 0 | 33143.1864 | 15504.8177 | 6592.3768
45151.5152 | 5.303 | 2863.6364 | 0.29899 | 32.7273 | 0.34545 | 345.4545 | 0.96386 | 0.01 | 0.06 | 260.47 | 713909 | 1.52 | 16.43 | 16.43 | 23988.58 | 112895.33 | 2414072.75 | 0.46168 | 1187.7873 | 1468920.27 | 552201 | 7889941.3239 | 552200.8797 | 2720723.1438 | 29.02 | 0 | 2034757.1129 | 699458.0515 | 690251.0996 | 804650.65 | 0 | 2168522.2641 | 364342.5866 | 685966.0309
46565.6566 | 6.0606 | 2818.1818 | 0.33737 | 36.9697 | 0.36364 | 263.6364 | 0.99752 | 0.036364 | 0.013636 | 233.17 | 371904 | 2.37 | 25.31 | 25.31 | 37268.01 | 112895.33 | 3751700.26 | 0.16318 | 378.8868 | 468564.27 | 191586 | 8619112.5353 | 191585.6086 | 1352629.7802 | 120.46 | 0 | 1086421.9694 | 359565.2811 | 239482.0107 | 1250083.68 | 0 | 1161044.1716 | 203252.0872 | 266207.8108
46666.6667 | 6.4646 | 2363.6364 | 0.38384 | 38.1818 | 0.20606 | 363.6364 | 0.96435 | 0.069091 | 0.041818 | 162.55 | 249335 | 2.75 | 29.3 | 29.3 | 43241.1 | 112895.33 | 4352165.71 | 0.029268 | 67.201 | 83106.17 | 84951 | 8820851.8396 | 84951.1448 | 496072.6865 | 139.49 | 0 | 360776.1571 | 240759.9399 | 106188.931 | 1450439.41 | 0 | 411121.5417 | 137128.1496 | 135296.5294
47474.7475 | 5.5051 | 2636.3636 | 0.27071 | 38.7879 | 0.76364 | 277.2727 | 0.97673 | 0.064545 | 0.074545 | 224.21 | 312217 | 2.57 | 27.42 | 27.42 | 40429.26 | 112895.33 | 4068983.96 | 0.092415 | 212.2041 | 262429.87 | 98653 | 8723830.9255 | 98653.4463 | 937069.7916 | 48.48 | 0 | 774327.4093 | 300456.6954 | 123316.8079 | 1356121.74 | 0 | 838416.3453 | 174562.1226 | 162742.3823
40707.0707 | 9.4444 | 3636.3636 | 0.23434 | 32.4242 | 0.47879 | 272.7273 | 0.97079 | 0.059091 | 0.031818 | 380.31 | 1355732 | 0.89 | 9.75 | 9.75 | 14153.34 | 112895.33 | 1409544.88 | 0.68623 | 2166.6667 | 2679486.65 | 1095583 | 5875127.8641 | 1095583.4933 | 2429511.1893 | 46.35 | 0 | 1085696.7768 | 1333927.696 | 1369479.3667 | 474746.39 | 0 | 1333927.696 | 676118.5136 | 1343814.4126
42323.2323 | 7.4747 | 2590.9091 | 0.39798 | 26.6667 | 0.63636 | 536.3636 | 0.95247 | 0.065455 | 0.092727 | 93.56 | 160352 | 1.63 | 17.68 | 17.68 | 25816.14 | 41518.44 | 957426.72 | 0.41972 | 1130.2329 | 1440129.29 | 525444 | 2908729.8215 | 525443.9307 | 680823.425 | 31.24 | 0 | 123557.4358 | 155379.4944 | 656804.9133 | 865952.77 | 0 | 155379.4944 | 86675.2739 | 557265.9892
46363.6364 | 6.1111 | 4318.1818 | 0.36162 | 48.1818 | 0.44242 | 336.3636 | 0.95841 | 0.014545 | 0.010909 | 36.6 | 64160 | 2.82 | 30.02 | 30.02 | 44304.68 | 66084.99 | 2610530.61 | 0.005318 | 12.0238 | 15097.15 | 6080 | 5219944.0495 | 6079.8735 | 93720.0188 | 142.9 | 0 | 74951.2152 | 62205.6134 | 7599.8419 | 1486115.04 | 0 | 87640.1453 | 34561.4501 | 18768.8036
40000 | 7.7778 | 1545.4545 | 0.28687 | 25.4545 | 0.30909 | 400 | 0.98762 | 0.018182 | 0.1 | 18.65 | 25585 | 2.83 | 30.16 | 30.16 | 44519.35 | 41518.44 | 1648034.88 | 0.000505 | 1.1457 | 1459.53 | 213 | 3301699.8979 | 213.0575 | 28205.1196 | 53.33 | 0 | 22726.4892 | 24606.6236 | 266.3219 | 1493315.73 | 0 | 27992.0621 | 14342.0945 | 5478.6304
42929.2929 | 7.7273 | 1363.6364 | 0.37576 | 39.0909 | 0.77576 | 459.0909 | 0.99801 | 0.074545 | 0.068182 | 226.51 | 315787 | 2.58 | 27.47 | 27.47 | 40510.24 | 112895.33 | 4077182.11 | 0.09059 | 207.1505 | 256180.1 | 96304 | 8719430.4992 | 96304.0136 | 925354.334 | 48.58 | 0 | 764242.8859 | 303902.1845 | 120380.017 | 1358838.05 | 0 | 829050.3204 | 176519.1314 | 161111.448
42727.2727 | 8.4848 | 1590.9091 | 0.3899 | 44.8485 | 0.41212 | 650 | 0.9891 | 0.023636 | 0.08 | 16.55 | 23290 | 2.83 | 30.16 | 30.16 | 44523.03 | 41518.44 | 1648170.69 | 0.000422 | 0.9614 | 1224.92 | 1215 | 3302871.2712 | 1215.361 | 26479.3914 | 143.6 | 0 | 20491.7633 | 22423.1796 | 1519.2012 | 1493439.42 | 0 | 25264.0304 | 12998.4539 | 5987.6281
41818.1818 | 9.3434 | 1818.1818 | 0.27879 | 39.697 | 0.22424 | 581.8182 | 0.99504 | 0.07 | 0.023636 | 18.64 | 25578 | 2.83 | 30.16 | 30.16 | 44519.88 | 41518.44 | 1648052.11 | 0.000494 | 1.1155 | 1421.85 | 987 | 3302418.6577 | 987.1426 | 28884.2398 | 143.59 | 0 | 22632.9584 | 24600.8103 | 1233.9283 | 1493333.78 | 0 | 27897.0972 | 14338.1883 | 6251.2814
40606.0606 | 9.0909 | 1227.2727 | 0.28485 | 28.4848 | 0.57576 | 613.6364 | 0.98415 | 0.078182 | 0.066364 | 239.81 | 448907 | 2.07 | 22.23 | 22.23 | 32662.1 | 112895.33 | 3289374.67 | 0.26633 | 640.1491 | 791663.71 | 119042 | 8458102.9542 | 119041.8266 | 1909253.1938 | 39.3 | 0 | 1702247.2513 | 436070.798 | 148802.2832 | 1095587.38 | 0 | 1790211.3672 | 239592.1001 | 207005.9424
45353.5354 | 5.6566 | 1681.8182 | 0.32727 | 33.0303 | 0.78788 | 490.9091 | 0.98118 | 0.021818 | 0.038182 | 87.45 | 147550 | 1.69 | 18.28 | 18.28 | 26708.54 | 41518.44 | 990233.57 | 0.39974 | 1048.6704 | 1336203.63 | 530264 | 2953175.3236 | 530264.2954 | 673169.5979 | 86.96 | 0 | 113555.6945 | 142905.3025 | 662830.3692 | 895886.5 | 0 | 142905.3025 | 79940.9412 | 559613.9034
44646.4646 | 7.9293 | 1727.2727 | 0.21616 | 48.7879 | 0.50909 | 318.1818 | 0.9693 | 0.033636 | 0.076364 | 25.89 | 36523 | 2.79 | 29.75 | 29.75 | 43904.85 | 41518.44 | 1625284.15 | 0.0143 | 31.6467 | 40324.24 | 40006 | 3291481.7682 | 40005.664 | 75171.4186 | 141.64 | 0 | 27685.4151 | 35165.7546 | 50007.0801 | 1472703.69 | 0 | 35165.7546 | 20374.5609 | 47486.0035
47272.7273 | 6.1616 | 500 | 0.25859 | 22.7273 | 0.45455 | 381.8182 | 0.96039 | 0.056364 | 0.050909 | 261.79 | 769738 | 1.39 | 15.15 | 15.15 | 22102 | 112895.33 | 2221713.14 | 0.50468 | 1333.3333 | 1648914.3 | 619865 | 6252513.9528 | 619865.0667 | 1374960.7728 | 26.77 | 0 | 611835.0563 | 755095.7061 | 774831.3333 | 741369.05 | 0 | 755095.7061 | 390205.9338 | 763125.7165
47171.7172 | 8.4343 | 2681.8182 | 0.2 | 20 | 0.75758 | 268.1818 | 0.98712 | 0.047273 | 0.053636 | 18.64 | 25578 | 2.83 | 30.16 | 30.16 | 44519.88 | 41518.44 | 1648052.11 | 0.000494 | 1.1155 | 1421.85 | 564 | 3301527.3418 | 564.0815 | 27992.9239 | 143.59 | 0 | 22164.7037 | 24600.8103 | 705.1019 | 1493333.78 | 0 | 27428.8424 | 14338.1883 | 5828.2202