## EdgeCases_Correcty
ChargeEfficiency | Roof | Land | Solar Installed Cost | Solar OM Cost | Load | Storage Installed Cost kW | Storage Installed Cost kWh | Electric Escalation Rate | OM Escalation Rate | ElectricStorage.size_kw | ElectricStorage.size_kwh | ElectricStorage.initial_capital_cost | ElectricUtility.lifecycle_emissions_tonnes_PM25 | ElectricUtility.lifecycle_emissions_tonnes_SO2 | ElectricUtility.lifecycle_emissions_tonnes_NOx | ElectricUtility.lifecycle_emissions_tonnes_CO2 | ElectricTariff.lifecycle_fixed_cost_after_tax | ElectricTariff.lifecycle_energy_cost_after_tax | Site.total_renewable_energy_fraction | Site.annual_emissions_tonnes_PM25 | PV.size_kw | PV.annual_energy_produced_kwh | PV.lcoe_per_kwh | PV.lifecycle_om_cost_after_tax | Financial.lcc | Financial.lifecycle_om_costs_after_tax | Financial.lifecycle_capital_costs_plus_om_after_tax | Financial.lifecycle_emissions_cost_health | Financial.lifecycle_outage_cost | Financial.initial_capital_costs_after_incentives | Financial.lifecycle_storage_capital_costs | Financial.lifecycle_om_costs_before_tax | Financial.lifecycle_emissions_cost_climate | Financial.lifecycle_fuel_costs_after_tax | Financial.lifecycle_capital_costs | Financial.replacements_future_cost_after_tax | Financial.developer_om_and_replacement_present_cost_after_tax
0.98 | 50000 | 2 | 1500 | 25 | 3000000 | 450 | 600 | 0.1 | 0.055 | 251.4 | 541.31 | 437916 | 1.88 | 20.18 | 20.18 | 29590.14 | 112895.33 | 2979288.04 | 0.33546 | 0.09 | 833.3333 | 1029772.16 | 0.0765 | 308325 | 7311472.9291 | 308325.1667 | 1163938.0007 | 56.53 | 0 | 767445.3857 | 426003.3341 | 385406.4583 | 992544.37 | 0 | 855612.8341 | 240145.9266 | 396492.615
0.95 | 40000 | 2.5 | 2000 | 36.25 | 825000 | 325 | 400 | 0.01 | 0.01 | 84.12 | 113.22 | 72627 | 2.66 | 28.33 | 28.33 | 41774.47 | 41518.44 | 1546400.44 | 0.062109 | 0.12 | 137.6594 | 175267.61 | 0.0954 | 46398 | 3261578.5885 | 46398.313 | 232636.4889 | 50.09 | 0 | 162470.4997 | 75554.2929 | 57997.8913 | 1401244.08 | 0 | 186238.1758 | 64737.1645 | 70165.9892
0.98 | 40000 | 3 | 1500 | 25 | 2275000 | 262.5 | 200 | 0.1 | 0.0775 | 304.85 | 2071.09 | 494241.125 | 1.75 | 18.84 | 18.84 | 27631.76 | 112895.33 | 2779559.79 | 0.37977 | 0.08 | 900 | 1112154.04 | 0.0846 | 431541 | 6947777.1639 | 431540.82 | 1501069.0579 | 68.23 | 0 | 843156.0003 | 605549.9779 | 539426.025 | 926854.08 | 0 | 1069528.2379 | 616580.9693 | 657913.0576
0.96 | 40000 | 1 | 1000 | 25 | 100000 | 200 | 600 | 0.01 | 0.01 | 77.77 | 125.91 | 91100 | 2.15 | 23.06 | 23.06 | 33875.58 | 41518.44 | 1254846.43 | 0.23895 | 0.1 | 566.6667 | 721479.42 | 0.0449 | 131721 | 2983369.7761 | 131721.3267 | 351864.8502 | 40.76 | 0 | 196377.6635 | 91498.3469 | 164651.6583 | 1136291.16 | 0 | 220143.5236 | 64732.2179 | 155487.1867
0.99 | 40000 | 2.5 | 1500 | 40 | 1550000 | 200 | 600 | 0.01 | 0.1 | 33.13 | 43.68 | 32834 | 2.82 | 30 | 30 | 44280.68 | 41518.44 | 1639182.03 | 0.005869 | 0.13 | 13.0412 | 16604.21 | 0.1239 | 13189 | 3286423.0022 | 13188.6556 | 53097.5868 | 142.83 | 0 | 30625.9241 | 33185.7892 | 16485.8195 | 1485310.03 | 0 | 39908.9311 | 25284.5734 | 22471.6626
0.95 | 40000 | 2 | 1500 | 25 | 100000 | 200 | 300 | 0.0325 | 0.0325 | 173.88 | 419.69 | 160683 | 1.97 | 21.12 | 21.12 | 30983.51 | 51910.6 | 1434854.07 | 0.30396 | 0.09 | 733.3333 | 926983.17 | 0.0706 | 213130 | 3733249.9052 | 213130.1333 | 771791.1075 | 46.58 | 0 | 493854.7386 | 180604.6142 | 266412.6667 | 1039282.11 | 0 | 558660.9742 | 176515.8661 | 277936.369
0.99 | 42500 | 3 | 2000 | 40 | 100000 | 200 | 600 | 0.01 | 0.01 | 54.32 | 71.63 | 53842 | 2.71 | 28.83 | 28.83 | 42516.45 | 41518.44 | 1573882.47 | 0.045453 | 0.13 | 100.6471 | 128144.14 | 0.098 | 37433 | 3273714.3634 | 37432.5888 | 172777.5082 | 50.97 | 0 | 120121.9865 | 54420.4094 | 46790.736 | 1426132.5 | 0 | 135344.9194 | 41463.4356 | 52655.5217
0.97 | 45000 | 2.5 | 1250 | 40 | 825000 | 450 | 200 | 0.01 | 0.0325 | 140.85 | 338.61 | 131104.5 | 2.09 | 22.37 | 22.37 | 32854.57 | 41518.44 | 1216930.64 | 0.26192 | 0.1 | 618.6814 | 787704.99 | 0.0728 | 287694 | 3152794.5945 | 287693.7578 | 664358.6543 | 49.35 | 0 | 324284.8025 | 146963.2971 | 359617.1972 | 1102043.39 | 0 | 376664.8965 | 142670.1855 | 340073.8518
0.98 | 40000 | 1 | 1250 | 40 | 100000 | 200 | 600 | 0.055 | 0.055 | 169.34 | 289.18 | 207376 | 2.15 | 23.08 | 23.08 | 33913.79 | 66084.99 | 1999269.27 | 0.23819 | 0.1 | 566.6667 | 710943.8 | 0.0822 | 335458 | 4804827.8169 | 335457.7813 | 753819.3934 | 64.66 | 0 | 365343.1521 | 207971.822 | 419322.2267 | 1137572.78 | 0 | 418361.612 | 144408.9335 | 388476.2412
0.99 | 42500 | 3 | 1250 | 36.25 | 100000 | 200 | 400 | 0.01 | 0.0775 | 102.44 | 135.08 | 74520 | 2.61 | 27.8 | 27.8 | 40978.66 | 41518.44 | 1516922.66 | 0.079977 | 0.12 | 177.3511 | 225802.94 | 0.0899 | 123305 | 3241368.8914 | 123305.1841 | 269380.2846 | 100.7 | 0 | 117368.9772 | 80228.8645 | 154131.4801 | 1374550.39 | 0 | 146075.1005 | 78188.2511 | 152011.3075
0.98 | 50000 | 2.5 | 1250 | 25 | 825000 | 450 | 200 | 0.0775 | 0.055 | 275.14 | 1340.58 | 391929 | 1.75 | 18.86 | 18.86 | 27626.17 | 85643.02 | 2108218.18 | 0.37999 | 0.08 | 916.6667 | 1141318.15 | 0.0658 | 339158 | 5392985.1501 | 339157.6833 | 1136506.9827 | 52.83 | 0 | 637680.8821 | 457012.8744 | 423947.1042 | 926666.79 | 0 | 797349.2994 | 434896.5605 | 498826.1006
0.96 | 50000 | 3 | 1500 | 32.5 | 2275000 | 450 | 600 | 0.0775 | 0.01 | 234.09 | 523.73 | 419578.5 | 1.72 | 18.52 | 18.52 | 27082.78 | 85643.02 | 2068603.07 | 0.39183 | 0.08 | 1000 | 1245074.76 | 0.0714 | 302184 | 5654536.9335 | 302184.22 | 1225840.777 | 32.72 | 0 | 839897.6859 | 408125.157 | 377730.275 | 908439.55 | 0 | 923656.557 | 228138.0723 | 385943.0911
0.95 | 50000 | 1.5 | 1250 | 32.5 | 100000 | 450 | 300 | 0.0775 | 0.055 | 257.07 | 732.53 | 335440.5 | 1.95 | 20.9 | 20.9 | 30682.15 | 85643.02 | 2343905.41 | 0.31077 | 0.09 | 750 | 933805.84 | 0.074 | 360740 | 5711238.6718 | 360740.445 | 996797.5169 | 58.56 | 0 | 530785.9782 | 357599.9969 | 450925.5563 | 1029173.78 | 0 | 636057.0719 | 286731.9496 | 466011.5387
0.99 | 47500 | 1.5 | 1750 | 28.75 | 825000 | 450 | 300 | 0.055 | 0.0775 | 172.17 | 408.29 | 199963.5 | 1.98 | 21.27 | 21.27 | 31214.53 | 66084.99 | 1840338.7 | 0.29874 | 0.09 | 725 | 909590.13 | 0.1006 | 399775 | 4882555.3428 | 399774.6208 | 1090202.4295 | 77.02 | 0 | 626873.3364 | 212082.5238 | 499718.2759 | 1047031.42 | 0 | 690427.8088 | 173106.3784 | 463329.0932
0.99 | 50000 | 3 | 2000 | 25 | 100000 | 450 | 600 | 0.1 | 0.1 | 241.49 | 626.73 | 484708.5 | 1.71 | 18.49 | 18.49 | 27057.26 | 112895.33 | 2723915.24 | 0.39246 | 0.08 | 1000 | 1235726.4 | 0.1172 | 632067 | 7679552.557 | 632067.4 | 1907427.199 | 87.98 | 0 | 1181653.4674 | 471317.999 | 790084.25 | 907583.78 | 0 | 1275359.799 | 255232.45 | 725773.7317
0.99 | 42500 | 2.5 | 1250 | 36.25 | 100000 | 200 | 200 | 0.0775 | 0.01 | 288.29 | 1323.96 | 322450 | 1.83 | 19.66 | 19.66 | 28845.9 | 85643.02 | 2201819.34 | 0.35246 | 0.09 | 841.6667 | 1047937.75 | 0.0634 | 283685 | 5378247.5857 | 283685.1219 | 995103.2804 | 34.75 | 0 | 550931.4856 | 398927.441 | 354606.4024 | 967580.27 | 0 | 711418.1585 | 437125.2828 | 444171.7949
0.99 | 50000 | 1 | 1500 | 25 | 3000000 | 450 | 200 | 0.1 | 0.1 | 276.87 | 1668.02 | 458195.5 | 2.02 | 21.62 | 21.62 | 31774.84 | 112895.33 | 3199108.22 | 0.28622 | 0.09 | 666.6667 | 823817.91 | 0.0959 | 421378 | 7414807.9133 | 421378.2667 | 1304773.944 | 102.9 | 0 | 695785.379 | 539708.0774 | 526722.8333 | 1065825.81 | 0 | 883395.6774 | 511003.208 | 608988.565
0.99 | 50000 | 1.5 | 1500 | 40 | 1550000 | 262.5 | 400 | 0.0775 | 0.0775 | 261.85 | 525.91 | 279099.625 | 1.96 | 21 | 21 | 30820.86 | 85643.02 | 2354787.84 | 0.30761 | 0.09 | 750 | 933805.84 | 0.1058 | 575388 | 6047412.6047 | 575387.76 | 1255819.699 | 76.04 | 0 | 591800.2915 | 293783.389 | 719234.7 | 1033826.27 | 0 | 680431.939 | 241410.2884 | 664019.4076
0.99 | 40000 | 3 | 1000 | 36.25 | 2275000 | 200 | 200 | 0.1 | 0.1 | 311.19 | 2093.5 | 480938 | 1.75 | 18.83 | 18.83 | 27620.2 | 112895.33 | 2778518.9 | 0.38001 | 0.08 | 900 | 1112154.04 | 0.0956 | 824848 | 7065590.7011 | 824847.957 | 1626018.2678 | 89.62 | 0 | 571835.3367 | 596851.5008 | 1031059.9462 | 926466.52 | 0 | 801170.3108 | 624650.7176 | 1054182.9311
0.95 | 47500 | 2.5 | 1750 | 40 | 825000 | 387.5 | 300 | 0.055 | 0.0325 | 235.9 | 573.47 | 263452.25 | 1.8 | 19.43 | 19.43 | 28466.07 | 66084.99 | 1677510.5 | 0.36079 | 0.08 | 891.6667 | 1118691.2 | 0.0942 | 414635 | 4792332.3553 | 414634.9867 | 1285988.7733 | 42.85 | 0 | 783088.1741 | 283044.0683 | 518293.7333 | 954839.57 | 0 | 871353.7866 | 240413.3012 | 502900.5992
0.99 | 50000 | 1 | 1000 | 25 | 3000000 | 262.5 | 600 | 0.0325 | 0.055 | 114.78 | 204.65 | 152919.75 | 2.05 | 21.96 | 21.96 | 32228.47 | 51910.6 | 1492843.48 | 0.27586 | 0.1 | 666.6667 | 842711.89 | 0.0551 | 246660 | 3686668.863 | 246660.1333 | 549946.1514 | 61.53 | 0 | 266619.9651 | 151938.7514 | 308325.1667 | 1081041.9 | 0 | 303286.0181 | 99869.095 | 283326.1863
0.97 | 45000 | 3 | 2000 | 25 | 100000 | 325 | 500 | 0.0775 | 0.0775 | 242.17 | 604.07 | 380740.25 | 1.76 | 18.91 | 18.91 | 27686.36 | 85643.02 | 2114137.43 | 0.3784 | 0.08 | 950 | 1182821.16 | 0.1059 | 455515 | 6052972.3278 | 455515.31 | 1602632.6026 | 68.47 | 0 | 1055208.9574 | 383277.5826 | 569394.1375 | 928685.66 | 0 | 1147117.2926 | 250335.1607 | 547423.6453
0.98 | 45000 | 3 | 2000 | 40 | 2275000 | 262.5 | 200 | 0.0775 | 0.01 | 283.47 | 1385.23 | 351456.875 | 1.72 | 18.49 | 18.49 | 27068.19 | 85643.02 | 2065424.69 | 0.39257 | 0.08 | 950 | 1182821.16 | 0.098 | 353323 | 5731783.715 | 353323.088 | 1544975.835 | 32.67 | 0 | 1026806.2635 | 427813.037 | 441653.86 | 907950.47 | 0 | 1191652.747 | 449000.309 | 518169.5715
0.97 | 50000 | 3 | 1000 | 40 | 100000 | 262.5 | 400 | 0.01 | 0.01 | 140.02 | 338.08 | 171987.25 | 1.72 | 18.59 | 18.59 | 27174.68 | 41518.44 | 1006818.25 | 0.38948 | 0.08 | 990.9798 | 1261714.59 | 0.0553 | 368564 | 2995287.5849 | 368564.2395 | 774286.1716 | 32.84 | 0 | 353526.4457 | 180748.8159 | 460705.2994 | 911522.41 | 0 | 405721.932 | 142167.3607 | 420759.7259
0.99 | 40000 | 1 | 1500 | 40 | 1550000 | 387.5 | 600 | 0.01 | 0.01 | 47.8 | 63.03 | 56340.5 | 2.34 | 25.01 | 25.01 | 36800.66 | 41518.44 | 1362724.77 | 0.17352 | 0.11 | 400.8813 | 510401.86 | 0.0766 | 149095 | 3225654.1668 | 149095.371 | 411072.7222 | 44.22 | 0 | 248583.2861 | 55310.4774 | 186369.2137 | 1234407.18 | 0 | 261977.3512 | 36482.0605 | 162489.4361
0.99 | 47500 | 1 | 2000 | 40 | 100000 | 325 | 600 | 0.1 | 0.1 | 268.66 | 438.44 | 350378.5 | 2.08 | 22.28 | 22.28 | 32732.17 | 112895.33 | 3296384.08 | 0.26472 | 0.1 | 641.6667 | 792924.82 | 0.1453 | 648923 | 8122090.8842 | 648922.5307 | 1510799.8889 | 106.03 | 0 | 779481.6526 | 345950.5365 | 811153.1633 | 1097937.78 | 0 | 861877.3582 | 224425.1528 | 731318.2362
0.99 | 42500 | 3 | 1500 | 32.5 | 3000000 | 450 | 600 | 0.01 | 0.0775 | 47.15 | 62.17 | 58519.5 | 2.7 | 28.82 | 28.82 | 42512.23 | 41518.44 | 1573723.85 | 0.04555 | 0.13 | 100.8336 | 128381.58 | 0.0952 | 62853 | 3280568.1961 | 62853.2647 | 171837.1791 | 104.41 | 0 | 95771.9062 | 57001.0463 | 78566.5809 | 1425991.04 | 0 | 108983.9144 | 35986.1833 | 76065.2729
0.97 | 42500 | 2 | 1000 | 40 | 825000 | 450 | 400 | 0.1 | 0.1 | 274.13 | 733.77 | 416866.5 | 1.94 | 20.87 | 20.87 | 30639.54 | 112895.33 | 3085557.26 | 0.31171 | 0.09 | 758.3333 | 937092.88 | 0.1026 | 766908 | 7565234.2681 | 766908.4453 | 1365437.8802 | 99.32 | 0 | 490272.0914 | 426371.919 | 958635.5567 | 1027744.36 | 0 | 598529.4348 | 294865.7419 | 875165.7888
0.99 | 47500 | 3 | 1750 | 28.75 | 2275000 | 200 | 600 | 0.055 | 0.1 | 181.65 | 248.59 | 185484 | 2.26 | 24.21 | 24.21 | 35612.89 | 66084.99 | 2099052.23 | 0.20016 | 0.11 | 469.5198 | 589062.65 | 0.1135 | 341283 | 5041308.3362 | 341283.3686 | 838311.0943 | 115.23 | 0 | 445359.1019 | 187244.8665 | 426604.2107 | 1194565.73 | 0 | 497027.7257 | 140732.32 | 392951.9924
0.96 | 42500 | 3 | 2000 | 32.5 | 1550000 | 200 | 300 | 0.0325 | 0.0775 | 195.29 | 257.53 | 116317 | 2.59 | 27.57 | 27.57 | 40648.35 | 51910.6 | 1881204.47 | 0.087432 | 0.12 | 195.8876 | 247615.36 | 0.1166 | 122104 | 4032620.5165 | 122103.9466 | 411217.4926 | 99.87 | 0 | 234384.8635 | 131611.7165 | 152629.9332 | 1363470.66 | 0 | 289113.546 | 149067.1494 | 176832.6292
0.99 | 47500 | 3 | 2000 | 25 | 3000000 | 450 | 200 | 0.1 | 0.01 | 295.63 | 2084.49 | 549931.5 | 1.67 | 18.03 | 18.03 | 26397.4 | 112895.33 | 2655185.35 | 0.40754 | 0.08 | 975 | 1204833.31 | 0.0876 | 226638 | 6943167.5748 | 226638.165 | 1662785.9411 | 31.86 | 0 | 1210200.8856 | 652207.0211 | 283297.7062 | 885449.89 | 0 | 1436147.7761 | 615422.4312 | 452585.0556
0.98 | 40000 | 2.5 | 2000 | 25 | 825000 | 450 | 600 | 0.01 | 0.1 | 28.5 | 37.58 | 35373 | 2.82 | 30.03 | 30.03 | 44313.86 | 41518.44 | 1640413.03 | 0.005124 | 0.13 | 11.3832 | 14492.64 | 0.1172 | 7195 | 3291643.2662 | 7194.9342 | 50800.1112 | 142.94 | 0 | 35619.5621 | 34452.6279 | 8993.6678 | 1486422.96 | 0 | 43605.177 | 21750.804 | 15180.5491
0.96 | 50000 | 2 | 1750 | 25 | 3000000 | 200 | 400 | 0.1 | 0.01 | 285.33 | 818.22 | 384354 | 1.86 | 20.03 | 20.03 | 29387.74 | 112895.33 | 2958502.52 | 0.34004 | 0.09 | 833.3333 | 1029772.16 | 0.077 | 193708 | 7145442.7693 | 193707.8333 | 1150859.666 | 35.4 | 0 | 839870.6169 | 407329.666 | 242134.7917 | 985755.31 | 0 | 957151.8327 | 319444.4975 | 310989.0491
0.96 | 40000 | 3 | 1250 | 40 | 3000000 | 450 | 300 | 0.0775 | 0.01 | 246.93 | 824.13 | 358357.5 | 1.79 | 19.27 | 19.27 | 28238.11 | 85643.02 | 2155867.09 | 0.36607 | 0.08 | 900 | 1120567.56 | 0.0659 | 334727 | 5492446.7541 | 334727.136 | 1052509.5896 | 34.05 | 0 | 606488.2439 | 383633.9636 | 418408.92 | 947193.16 | 0 | 717782.4536 | 303137.4008 | 446021.3457
0.95 | 50000 | 3 | 2000 | 32.5 | 100000 | 262.5 | 500 | 0.055 | 0.01 | 205.73 | 425.8 | 266904.125 | 1.83 | 19.66 | 19.66 | 28806.53 | 66084.99 | 1698088.02 | 0.35298 | 0.08 | 878.1406 | 1101721.3 | 0.0928 | 265360 | 4837086.8969 | 265360.2312 | 1242777.2382 | 34.75 | 0 | 906717.1789 | 271355.261 | 331700.2891 | 966259.74 | 0 | 977417.007 | 192568.5279 | 336060.0594
0.99 | 50000 | 1 | 1000 | 28.75 | 3000000 | 450 | 600 | 0.1 | 0.01 | 263.56 | 452.48 | 390090 | 2.05 | 22 | 22 | 32312.28 | 112895.33 | 3254116.39 | 0.27415 | 0.1 | 666.6667 | 823817.91 | 0.0475 | 178211 | 7258830.8226 | 178211.2067 | 709254.0682 | 38.89 | 0 | 448323.7495 | 379695.5948 | 222764.0083 | 1083853.17 | 0 | 531042.8615 | 225306.0304 | 260930.3186
0.99 | 40000 | 3 | 1000 | 40 | 825000 | 325 | 500 | 0.0775 | 0.0325 | 246.04 | 578.66 | 369293 | 1.8 | 19.41 | 19.41 | 28439.44 | 85643.02 | 2171948.66 | 0.36139 | 0.08 | 900 | 1120567.56 | 0.0621 | 418510 | 5529691.1697 | 418510.08 | 994739.4699 | 42.82 | 0 | 485812.6713 | 371910.5799 | 523137.6 | 953946.14 | 0 | 576229.3899 | 246272.3724 | 508926.7986
0.97 | 42500 | 2 | 2000 | 25 | 3000000 | 262.5 | 200 | 0.0325 | 0.01 | 240.04 | 475.84 | 158178.5 | 2.04 | 21.93 | 21.93 | 32204.89 | 51910.6 | 1491396.39 | 0.27651 | 0.1 | 656.9268 | 830399.97 | 0.0876 | 152702 | 3874439.6817 | 152702.2478 | 868726.3611 | 38.76 | 0 | 635303.0592 | 187827.4815 | 190877.8097 | 1080251.19 | 0 | 716024.1134 | 219863.8242 | 233423.302
0.99 | 42500 | 2 | 1250 | 25 | 2275000 | 387.5 | 200 | 0.01 | 0.055 | 153.18 | 400.53 | 139463.25 | 1.94 | 20.8 | 20.8 | 30508.12 | 41518.44 | 1129929.54 | 0.31469 | 0.09 | 758.3333 | 965510.06 | 0.0658 | 280576 | 3077855.6308 | 280575.9017 | 722098.6146 | 58.28 | 0 | 381830.7219 | 159971.6704 | 350719.8771 | 1023335.99 | 0 | 441522.7129 | 162585.9518 | 340267.8927
0.96 | 47500 | 1 | 2000 | 40 | 825000 | 200 | 200 | 0.01 | 0.0325 | 122.94 | 162.11 | 57010 | 2.71 | 28.83 | 28.83 | 42526.19 | 41518.44 | 1574186.62 | 0.045257 | 0.13 | 100.6471 | 128144.14 | 0.1048 | 46802 | 3245446.1381 | 46802.0487 | 197138.038 | 63.61 | 0 | 115884.7162 | 69411.4792 | 58502.5609 | 1426459.21 | 0 | 150335.9893 | 93836.5922 | 81253.3218
0.95 | 50000 | 3 | 1000 | 25 | 2275000 | 200 | 400 | 0.0325 | 0.01 | 236.56 | 485.23 | 241404 | 1.71 | 18.42 | 18.42 | 26933.3 | 51910.6 | 1247168.64 | 0.39509 | 0.08 | 1000 | 1264067.36 | 0.0449 | 232449 | 3402464.6802 | 232449.4 | 716834.1987 | 32.55 | 0 | 403458.7703 | 257363.8987 | 290561.75 | 903425.59 | 0 | 484384.7987 | 220422.1222 | 313375.4284
0.95 | 40000 | 1 | 2000 | 36.25 | 100000 | 262.5 | 200 | 0.0775 | 0.01 | 280.39 | 1081.82 | 289966.375 | 2.14 | 22.87 | 22.87 | 33638.4 | 85643.02 | 2569011.93 | 0.24451 | 0.1 | 566.6667 | 705542.03 | 0.0954 | 190996 | 5938581.082 | 190995.9237 | 997630.7045 | 40.42 | 0 | 667930.031 | 351011.0942 | 238744.9046 | 1128335.21 | 0 | 806634.7809 | 377796.8096 | 329700.6736
0.96 | 40000 | 2.5 | 1000 | 36.25 | 3000000 | 262.5 | 200 | 0.0775 | 0.055 | 288.18 | 1311.09 | 337865.25 | 1.86 | 19.94 | 19.94 | 29261.8 | 85643.02 | 2233786.24 | 0.34306 | 0.09 | 816.6667 | 1016810.95 | 0.0674 | 438130 | 5463785.4733 | 438130.0618 | 1034141.1332 | 55.86 | 0 | 436629.898 | 410610.6697 | 547662.5773 | 981530.8 | 0 | 596011.0714 | 434114.1806 | 597511.2353
0.97 | 40000 | 1 | 1750 | 25 | 2275000 | 325 | 600 | 0.0325 | 0.0775 | 101.21 | 151.3 | 123673.25 | 2.43 | 25.92 | 25.92 | 38171.35 | 51910.6 | 1766974.14 | 0.14286 | 0.11 | 325.9041 | 411965.08 | 0.0952 | 156268 | 4022948.6295 | 156267.7069 | 493552.6757 | 93.9 | 0 | 307416.1713 | 122257.7898 | 195334.6336 | 1280384.29 | 0 | 337284.9688 | 81355.0828 | 186136.5044
0.97 | 50000 | 3 | 1000 | 25 | 100000 | 200 | 600 | 0.0775 | 0.0325 | 252.38 | 523.73 | 364714 | 1.72 | 18.52 | 18.52 | 27083.51 | 85643.02 | 2068696.39 | 0.3918 | 0.08 | 1000 | 1245074.76 | 0.0492 | 290632 | 5305040.875 | 290632 | 881562.9878 | 40.83 | 0 | 504082.8652 | 363910.0878 | 363290 | 908464.05 | 0 | 590930.9878 | 236552.4155 | 377480.1226
0.99 | 50000 | 2.5 | 1000 | 25 | 100000 | 262.5 | 600 | 0.01 | 0.1 | 49.28 | 64.98 | 51924 | 2.31 | 24.69 | 24.69 | 36315.08 | 41518.44 | 1344805 | 0.18438 | 0.11 | 428.0188 | 544952.98 | 0.0745 | 270537 | 3209033.0341 | 270536.7395 | 419628.8411 | 117.5 | 0 | 135281.9298 | 51922.8851 | 338170.9244 | 1218119.5 | 0 | 149092.1017 | 37615.4304 | 284346.9114
0.99 | 40000 | 1 | 1000 | 25 | 825000 | 450 | 200 | 0.1 | 0.0775 | 270.85 | 1626.25 | 447132.5 | 2.14 | 22.85 | 22.85 | 33602.03 | 112895.33 | 3382803.04 | 0.24525 | 0.1 | 566.6667 | 700244.63 | 0.0632 | 271711 | 7302445.9445 | 271710.8867 | 926953.4385 | 82.76 | 0 | 472175.7052 | 526597.3752 | 339638.6083 | 1127115.25 | 0 | 655242.5519 | 498627.9897 | 454777.7333
0.99 | 40000 | 1 | 1500 | 32.5 | 100000 | 387.5 | 600 | 0.01 | 0.1 | 30.56 | 40.3 | 36022 | 2.81 | 29.95 | 29.95 | 44196.66 | 41518.44 | 1636069.44 | 0.007757 | 0.13 | 17.2102 | 21911.87 | 0.1099 | 14141 | 3288848.9098 | 14141.3786 | 58379.9573 | 142.56 | 0 | 35674.2489 | 35366.1988 | 17676.7233 | 1482491.83 | 0 | 44238.5787 | 23327.0778 | 22705.7084
0.99 | 50000 | 3 | 2000 | 36.25 | 3000000 | 200 | 200 | 0.01 | 0.01 | 159.83 | 210.76 | 74118 | 2.6 | 27.74 | 27.74 | 40907.18 | 41518.44 | 1514234.67 | 0.081597 | 0.12 | 181.2968 | 230826.98 | 0.0954 | 61106 | 3228276.7007 | 61106.379 | 297116.1386 | 49.06 | 0 | 191220.8025 | 90239.5612 | 76382.9737 | 1372152.63 | 0 | 236009.7596 | 121993.8402 | 105895.3361
0.99 | 42500 | 2 | 1250 | 40 | 825000 | 262.5 | 200 | 0.0325 | 0.1 | 225.44 | 312.05 | 121588 | 2.57 | 27.34 | 27.34 | 40311.48 | 51910.6 | 1865534.48 | 0.095023 | 0.12 | 213.1021 | 269375.67 | 0.1132 | 215512 | 4011505.947 | 215511.7849 | 437292.7116 | 130.15 | 0 | 157357.0813 | 142661.2247 | 269389.7311 | 1352171.01 | 0 | 221780.9267 | 175474.3316 | 279935.6304
0.95 | 40000 | 2.5 | 2000 | 25 | 100000 | 200 | 600 | 0.1 | 0.01 | 278.51 | 543.73 | 381940 | 1.89 | 20.35 | 20.35 | 29850.55 | 112895.33 | 3005596.41 | 0.32959 | 0.09 | 816.6667 | 1009176.46 | 0.0876 | 189834 | 7400335.1806 | 189833.6767 | 1228146.3397 | 35.97 | 0 | 945362.9421 | 381678.5263 | 237292.0958 | 1001279.1 | 0 | 1038312.663 | 253171.6328 | 282783.3976
0.99 | 50000 | 3 | 2000 | 40 | 825000 | 200 | 200 | 0.1 | 0.1 | 323.85 | 2233.95 | 511560 | 1.64 | 17.69 | 17.69 | 25912 | 112895.33 | 2606628.47 | 0.41839 | 0.08 | 1000 | 1235726.4 | 0.1453 | 1011308 | 7630593.3947 | 1011307.84 | 2450315.7017 | 84.19 | 0 | 1195674.4322 | 634966.0617 | 1264134.8 | 869168.1 | 0 | 1439007.8617 | 662778.9849 | 1254641.2695
0.95 | 45000 | 2.5 | 1000 | 36.25 | 3000000 | 450 | 600 | 0.0775 | 0.055 | 201.25 | 446.31 | 358348.5 | 1.84 | 19.83 | 19.83 | 29057.26 | 85643.02 | 2219678.58 | 0.34737 | 0.09 | 866.6667 | 1079064.55 | 0.0674 | 464954 | 5683876.0485 | 464954.3513 | 1010281.4442 | 55.55 | 0 | 473651.9383 | 348575.6462 | 581192.9392 | 974669.85 | 0 | 545327.0929 | 195225.0717 | 536629.506
0.96 | 40000 | 1 | 1250 | 28.75 | 2275000 | 200 | 300 | 0.0775 | 0.0325 | 279.03 | 652.3 | 251496 | 2.15 | 22.99 | 22.99 | 33806.61 | 85643.02 | 2582473.14 | 0.24061 | 0.1 | 566.6667 | 705542.03 | 0.0631 | 189395 | 5738834.0578 | 189395.1867 | 682545.3389 | 50.71 | 0 | 390943.9815 | 282760.3623 | 236743.9833 | 1133977.65 | 0 | 493150.1523 | 278383.8713 | 291601.3574
0.97 | 45000 | 2.5 | 1000 | 25 | 2275000 | 262.5 | 600 | 0.1 | 0.01 | 271.29 | 567.88 | 411941.625 | 1.84 | 19.82 | 19.82 | 29055.11 | 112895.33 | 2925226.12 | 0.34752 | 0.09 | 866.6667 | 1070962.64 | 0.0449 | 201456 | 6862835.0448 | 201456.1467 | 806298.6491 | 35.03 | 0 | 511071.5625 | 408091.0558 | 251820.1833 | 974597.68 | 0 | 604842.5025 | 255408.4269 | 295227.0867
0.98 | 40000 | 3 | 1000 | 25 | 3000000 | 450 | 200 | 0.0325 | 0.055 | 178.26 | 607.26 | 201669 | 1.79 | 19.26 | 19.26 | 28211.91 | 51910.6 | 1305812.46 | 0.36656 | 0.08 | 900 | 1137660.91 | 0.0551 | 332991 | 3520926.887 | 332991.18 | 768026.4525 | 53.97 | 0 | 353651.1174 | 230716.4625 | 416238.975 | 946314.35 | 0 | 435035.2725 | 221669.9442 | 414375.3351
0.99 | 50000 | 1.5 | 1250 | 25 | 100000 | 450 | 600 | 0.01 | 0.01 | 63.99 | 92.8 | 84475.5 | 1.96 | 21.09 | 21.09 | 30914.89 | 41518.44 | 1145529.76 | 0.30528 | 0.09 | 750 | 954899.46 | 0.0556 | 174337 | 3056363.3976 | 174337.05 | 535054.0075 | 37.27 | 0 | 342074.701 | 82259.8825 | 217921.3125 | 1036980.4 | 0 | 360716.9575 | 50776.8123 | 192979.3065
0.95 | 50000 | 1.5 | 2000 | 40 | 100000 | 387.5 | 600 | 0.01 | 0.01 | 44.95 | 59.27 | 52980.125 | 2.72 | 28.99 | 28.99 | 42762.33 | 41518.44 | 1582982.07 | 0.039938 | 0.13 | 88.4152 | 112569.8 | 0.098 | 32883 | 3281600.2639 | 32883.2899 | 155985.8928 | 51.26 | 0 | 110507.0354 | 52013.1003 | 41104.1123 | 1434380.19 | 0 | 123102.6029 | 34307.1542 | 45478.8574
0.97 | 42500 | 1 | 2000 | 25 | 100000 | 200 | 200 | 0.0325 | 0.1 | 239.02 | 323.61 | 112526 | 2.62 | 27.92 | 27.92 | 41181.94 | 51910.6 | 1905624.27 | 0.075581 | 0.12 | 169.822 | 214666.64 | 0.1172 | 107339 | 4009600.4979 | 107338.9728 | 380942.5566 | 132.91 | 0 | 205910.8505 | 137059.5682 | 134173.7161 | 1381368.92 | 0 | 273603.5838 | 184377.9588 | 175031.7061
0.99 | 50000 | 1 | 2000 | 28.75 | 100000 | 200 | 300 | 0.1 | 0.0775 | 285.93 | 1186.87 | 413247 | 2.03 | 21.72 | 21.72 | 31933.35 | 112895.33 | 3214955.95 | 0.28275 | 0.09 | 666.6667 | 823817.91 | 0.1112 | 367609 | 7610570.9223 | 367608.8467 | 1366084.895 | 78.67 | 0 | 849964.4768 | 462448.1817 | 459511.0583 | 1071142.62 | 0 | 998476.0483 | 404508.1222 | 516120.4182
0.95 | 47500 | 3 | 2000 | 36.25 | 3000000 | 387.5 | 400 | 0.0325 | 0.01 | 124.72 | 204.83 | 130261 | 2.36 | 25.26 | 25.26 | 37187.84 | 51910.6 | 1721537.53 | 0.16489 | 0.11 | 378.7671 | 478786.76 | 0.0954 | 127664 | 4000107.519 | 127664.0851 | 566068.9637 | 44.66 | 0 | 400044.2821 | 133860.2581 | 159580.1063 | 1247394.65 | 0 | 438404.8787 | 104484.6051 | 166024.6817
0.98 | 42500 | 1.5 | 1000 | 40 | 1550000 | 387.5 | 300 | 0.0325 | 0.0775 | 163.99 | 359.59 | 171423.125 | 2.04 | 21.87 | 21.87 | 32106.24 | 51910.6 | 1486858.3 | 0.27874 | 0.09 | 667.4028 | 843641.76 | 0.0845 | 512021 | 3895588.0757 | 512020.5732 | 847284.1084 | 79.19 | 0 | 277203.34 | 183749.14 | 640025.7165 | 1076942.09 | 0 | 335263.5353 | 158141.3509 | 570080.7684
0.96 | 47500 | 2.5 | 1250 | 40 | 100000 | 262.5 | 300 | 0.1 | 0.055 | 287.03 | 1318.27 | 470826.375 | 1.78 | 19.2 | 19.2 | 28147.45 | 112895.33 | 2831830.84 | 0.36822 | 0.08 | 891.6667 | 1101855.73 | 0.0822 | 527853 | 7062942.0872 | 527852.6853 | 1380252.6409 | 53.79 | 0 | 692606.813 | 521345.4331 | 659815.8567 | 944151.94 | 0 | 852399.9556 | 435236.2808 | 687645.8279
0.99 | 42500 | 1 | 1500 | 28.75 | 100000 | 262.5 | 600 | 0.055 | 0.01 | 152.06 | 278.79 | 207189.75 | 2.13 | 22.8 | 22.8 | 33497.29 | 66084.99 | 1974873.07 | 0.24749 | 0.1 | 591.6667 | 742308.91 | 0.0689 | 158162 | 4698314.1019 | 158162.4459 | 668934.6968 | 40.3 | 0 | 461549.4801 | 205749.5059 | 197703.0574 | 1123602.06 | 0 | 510772.2509 | 134070.432 | 207385.2166
0.99 | 47500 | 2 | 1750 | 25 | 100000 | 200 | 200 | 0.1 | 0.1 | 312.09 | 1973.02 | 457022 | 1.85 | 19.88 | 19.88 | 29201.58 | 112895.33 | 2939699.02 | 0.34404 | 0.09 | 808.3333 | 998879.06 | 0.1065 | 510921 | 7291323.5978 | 510921.1483 | 1611165.4906 | 94.62 | 0 | 880930.9454 | 566916.8406 | 638651.4354 | 979510.94 | 0 | 1100244.3423 | 597354.4648 | 730234.5452
0.99 | 40000 | 1 | 1000 | 25 | 3000000 | 325 | 400 | 0.1 | 0.01 | 279.15 | 652.01 | 351527.75 | 2.15 | 23.04 | 23.04 | 33880.49 | 112895.33 | 3411630.79 | 0.23897 | 0.1 | 566.6667 | 700244.63 | 0.0449 | 131721 | 7301649.5183 | 131721.3267 | 626024.9769 | 40.72 | 0 | 392102.3528 | 365658.4735 | 164651.6583 | 1136455.79 | 0 | 494303.6502 | 278370.5973 | 233922.624
0.95 | 40000 | 1 | 2000 | 32.5 | 3000000 | 200 | 500 | 0.01 | 0.01 | 79.7 | 105.09 | 68485 | 2.64 | 28.16 | 28.16 | 41525.63 | 41518.44 | 1537180.51 | 0.0677 | 0.12 | 149.9968 | 190975.75 | 0.0928 | 45327 | 3257092.8711 | 45326.6568 | 237060.8999 | 49.8 | 0 | 169400.3125 | 71130.5703 | 56658.3211 | 1392897.15 | 0 | 191734.243 | 60832.0026 | 67660.5874
0.96 | 47500 | 2.5 | 1250 | 40 | 1550000 | 200 | 600 | 0.055 | 0.01 | 209.09 | 412.48 | 289306 | 1.81 | 19.54 | 19.54 | 28622.97 | 66084.99 | 1687327.02 | 0.35709 | 0.08 | 891.6667 | 1118691.2 | 0.0659 | 331628 | 4537670.2582 | 331627.8107 | 951710.8183 | 34.54 | 0 | 549941.1032 | 289028.4852 | 414534.7633 | 960102.46 | 0 | 620083.0077 | 191048.8843 | 401769.7151
0.95 | 40000 | 3 | 2000 | 40 | 3000000 | 200 | 600 | 0.0325 | 0.1 | 46.05 | 61.59 | 46164 | 2.81 | 29.88 | 29.88 | 44090.65 | 51910.6 | 2040663.09 | 0.010139 | 0.13 | 22.6792 | 28667.93 | 0.1453 | 22936 | 4098250.5058 | 22935.6981 | 87809.2191 | 142.23 | 0 | 51894.8284 | 46638.4603 | 28669.6226 | 1478935.94 | 0 | 64873.5211 | 35350.6906 | 35914.3908
0.95 | 50000 | 3 | 1000 | 40 | 100000 | 200 | 600 | 0.1 | 0.1 | 272.63 | 640.42 | 438778 | 1.71 | 18.48 | 18.48 | 27041.04 | 112895.33 | 2722458.48 | 0.39278 | 0.08 | 1000 | 1235726.4 | 0.1026 | 1011308 | 7427528.7304 | 1011307.84 | 1674877.5454 | 87.92 | 0 | 563447.9313 | 436548.8054 | 1264134.8 | 907039.66 | 0 | 663569.7054 | 272706.4997 | 1111429.6141
0.99 | 40000 | 3 | 1750 | 40 | 3000000 | 200 | 200 | 0.0325 | 0.0775 | 238.84 | 323.79 | 112526 | 2.62 | 27.88 | 27.88 | 41122.4 | 51910.6 | 1902876.13 | 0.076914 | 0.12 | 172.7876 | 218415.13 | 0.1165 | 132560 | 4008022.6594 | 132559.852 | 383626.6542 | 101 | 0 | 183388.513 | 137063.8373 | 165699.815 | 1379371.83 | 0 | 251066.8021 | 184338.6166 | 200238.1412
0.95 | 50000 | 2.5 | 1500 | 32.5 | 1550000 | 387.5 | 200 | 0.0325 | 0.01 | 217.01 | 590.18 | 202127.375 | 1.77 | 19.11 | 19.11 | 27982.34 | 51910.6 | 1295021.12 | 0.37181 | 0.08 | 916.6667 | 1158728.02 | 0.0714 | 277002 | 3708431.5142 | 277002.2017 | 981895.2313 | 33.78 | 0 | 618407.2813 | 232322.5796 | 346252.7521 | 938613.65 | 0 | 704893.0296 | 235565.3994 | 363487.95
0.99 | 40000 | 1.5 | 2000 | 28.75 | 825000 | 200 | 400 | 0.01 | 0.0775 | 54.41 | 75.49 | 41078 | 2.78 | 29.65 | 29.65 | 43750.99 | 41518.44 | 1619549.91 | 0.017767 | 0.13 | 39.4238 | 50194.24 | 0.1112 | 21739 | 3273685.5253 | 21738.8195 | 97607.3146 | 107.41 | 0 | 60304.9396 | 44170.093 | 27173.5244 | 1467542.71 | 0 | 75868.4951 | 42391.2059 | 37302.375
0.96 | 47500 | 1.5 | 1250 | 36.25 | 2275000 | 450 | 200 | 0.1 | 0.0775 | 283.32 | 1764.37 | 480368 | 1.95 | 20.91 | 20.91 | 30714.6 | 112895.33 | 3092349.23 | 0.31002 | 0.09 | 725 | 895901.48 | 0.0899 | 504064 | 7279984.535 | 504063.6522 | 1339903.8303 | 75.74 | 0 | 639005.0993 | 566665.0055 | 630079.5653 | 1030262.03 | 0 | 835840.178 | 536129.1867 | 700898.731
0.95 | 40000 | 3 | 2000 | 25 | 3000000 | 262.5 | 200 | 0.01 | 0.1 | 54.65 | 134.28 | 41201.625 | 2.79 | 29.7 | 29.7 | 43832.77 | 41518.44 | 1622597.89 | 0.015913 | 0.13 | 35.4062 | 45078.8 | 0.1172 | 22379 | 3263261.5767 | 22379.1335 | 100101.7453 | 141.4 | 0 | 57154.3089 | 49254.5104 | 27973.9169 | 1470285.96 | 0 | 77722.6118 | 56022.8776 | 42947.4365
0.95 | 42500 | 2.5 | 1750 | 28.75 | 3000000 | 450 | 500 | 0.0325 | 0.0775 | 83.45 | 132.65 | 103877.5 | 2.55 | 27.18 | 27.18 | 40047.16 | 51910.6 | 1853558.78 | 0.10086 | 0.12 | 226.1862 | 285915.04 | 0.1006 | 124722 | 4039993.6463 | 124722.0844 | 377009.264 | 98.45 | 0 | 226991.7588 | 103052.541 | 155902.6056 | 1343304.78 | 0 | 252287.1796 | 68898.3562 | 150017.5052
0.98 | 50000 | 1 | 1500 | 40 | 3000000 | 200 | 200 | 0.055 | 0.01 | 270.66 | 646.79 | 183490 | 2.03 | 21.8 | 21.8 | 32025.49 | 66084.99 | 1888010.53 | 0.28053 | 0.09 | 666.6667 | 836405.18 | 0.0766 | 247946 | 4576101.1224 | 247946.0267 | 816986.3133 | 38.53 | 0 | 468712.3075 | 225352.6866 | 309932.5333 | 1074233.53 | 0 | 569040.2866 | 273268.1502 | 348274.0058
0.97 | 40000 | 2 | 1750 | 25 | 2275000 | 450 | 400 | 0.0775 | 0.01 | 238.86 | 489.57 | 303315 | 1.97 | 21.19 | 21.19 | 31111.59 | 85643.02 | 2377121.07 | 0.30104 | 0.09 | 733.3333 | 913055.25 | 0.077 | 170463 | 5806428.4206 | 170462.8933 | 963507.3367 | 37.46 | 0 | 711364.8714 | 309200.9367 | 213078.6167 | 1043578.42 | 0 | 793044.4434 | 222474.5852 | 252142.4653
0.99 | 50000 | 1 | 1250 | 36.25 | 3000000 | 200 | 600 | 0.01 | 0.01 | 79.63 | 130.14 | 94010 | 2.04 | 21.95 | 21.95 | 32208.33 | 41518.44 | 1193375.81 | 0.27625 | 0.1 | 666.6667 | 848800.04 | 0.0634 | 224701 | 3120219.1385 | 224701.0867 | 566616.7754 | 38.79 | 0 | 317477.254 | 94398.2887 | 280876.3583 | 1080366.26 | 0 | 341915.6887 | 66564.142 | 249139.5214
0.95 | 50000 | 1.5 | 1250 | 40 | 100000 | 325 | 200 | 0.01 | 0.1 | 55.03 | 127.81 | 43446.75 | 2.77 | 29.55 | 29.55 | 43600.05 | 41518.44 | 1613989.57 | 0.021133 | 0.13 | 46.9465 | 59772.14 | 0.1132 | 47477 | 3263873.5876 | 47477.3258 | 115499.9585 | 140.66 | 0 | 47937.4355 | 50592.5331 | 59346.6572 | 1462479.77 | 0 | 68022.6327 | 54707.0193 | 67562.523
0.99 | 40000 | 2.5 | 1250 | 28.75 | 2275000 | 387.5 | 400 | 0.0775 | 0.1 | 252.17 | 560.75 | 322015.875 | 1.89 | 20.28 | 20.28 | 29738.48 | 85643.02 | 2271442.02 | 0.33212 | 0.09 | 816.6667 | 1016810.95 | 0.0922 | 593617 | 5900417.1136 | 593616.6332 | 1228456.5835 | 96.49 | 0 | 544901.5024 | 331631.1354 | 742020.7915 | 997519.91 | 0 | 634839.9504 | 244969.6836 | 683555.0811
0.99 | 42500 | 1 | 1000 | 36.25 | 2275000 | 262.5 | 200 | 0.1 | 0.055 | 291.45 | 1715.79 | 419663.625 | 2.11 | 22.54 | 22.54 | 33127.36 | 112895.33 | 3335210.87 | 0.25586 | 0.1 | 591.6667 | 731137.72 | 0.0674 | 317421 | 7245674.2401 | 317420.7591 | 964551.6173 | 63.15 | 0 | 453023.5482 | 512810.1591 | 396775.9489 | 1111193.42 | 0 | 647130.8582 | 528699.4317 | 511528.0691
0.95 | 40000 | 1 | 2000 | 40 | 825000 | 262.5 | 500 | 0.01 | 0.0775 | 35.5 | 50.02 | 34328.75 | 2.82 | 30.01 | 30.01 | 44289.63 | 41518.44 | 1639514.96 | 0.005667 | 0.13 | 12.6018 | 16044.52 | 0.1272 | 9668 | 3284984.7498 | 9667.8951 | 54921.5432 | 108.71 | 0 | 35034.7009 | 35121.2744 | 12084.8688 | 1485610.47 | 0 | 45253.6481 | 27833.8387 | 19886.8422
0.96 | 40000 | 3 | 2000 | 25 | 3000000 | 200 | 600 | 0.01 | 0.0325 | 67.32 | 88.77 | 66726 | 2.65 | 28.22 | 28.22 | 41613.7 | 41518.44 | 1540433.35 | 0.065729 | 0.12 | 145.5652 | 185333.59 | 0.0919 | 42306 | 3263113.055 | 42305.909 | 226786.0861 | 62.28 | 0 | 165615.39 | 67439.6613 | 52882.3862 | 1395851.59 | 0 | 184480.1771 | 51382.9294 | 61170.6961
0.97 | 47500 | 3 | 2000 | 36.25 | 100000 | 450 | 200 | 0.0775 | 0.1 | 272.28 | 1314.23 | 385372 | 1.85 | 19.87 | 19.87 | 29159.78 | 85643.02 | 2225856.87 | 0.34539 | 0.09 | 822.7746 | 1024415.5 | 0.1382 | 754071 | 6288735.9874 | 754071.0843 | 1864774.4911 | 94.57 | 0 | 953742.2331 | 449158.2091 | 942588.8554 | 978108.61 | 0 | 1110703.4068 | 427522.7106 | 911032.258
0.95 | 50000 | 1 | 2000 | 32.5 | 3000000 | 450 | 200 | 0.0775 | 0.0325 | 270.14 | 1159.88 | 353539 | 2.02 | 21.67 | 21.67 | 31856.53 | 85643.02 | 2433006.58 | 0.28449 | 0.09 | 666.6667 | 830050.15 | 0.0984 | 251881 | 5938005.0604 | 251881.0667 | 1197500.5799 | 47.81 | 0 | 802053.3648 | 409591.6466 | 314851.3333 | 1068566.1 | 0 | 945619.5132 | 391038.0351 | 395447.2151
0.98 | 42500 | 1 | 1000 | 28.75 | 1550000 | 200 | 400 | 0.0325 | 0.0325 | 166.62 | 308.02 | 156532 | 2.12 | 22.74 | 22.74 | 33404.95 | 51910.6 | 1546975.8 | 0.24957 | 0.1 | 591.6667 | 747906.11 | 0.0525 | 197751 | 3643715.4807 | 197750.8567 | 499306.2824 | 50.16 | 0 | 247405.3191 | 167234.7265 | 247188.5708 | 1120504.64 | 0 | 301555.4257 | 147491.2542 | 251900.9633
0.95 | 40000 | 1 | 1500 | 32.5 | 1550000 | 200 | 600 | 0.0325 | 0.1 | 88.77 | 117.06 | 87990 | 2.64 | 28.13 | 28.13 | 41477.15 | 51910.6 | 1919698.32 | 0.068785 | 0.12 | 153.555 | 194103.75 | 0.1099 | 126174 | 4057221.4804 | 126174.2729 | 294271.5772 | 133.91 | 0 | 143219.6999 | 88934.8612 | 157717.8411 | 1391271.15 | 0 | 168097.3044 | 67760.3299 | 151051.8774
0.95 | 50000 | 3 | 2000 | 40 | 3000000 | 200 | 200 | 0.1 | 0.0775 | 323.85 | 2233.95 | 511560 | 1.64 | 17.69 | 17.69 | 25912 | 112895.33 | 2606628.47 | 0.41839 | 0.08 | 1000 | 1235726.4 | 0.1272 | 767184 | 7386469.2347 | 767183.68 | 2206191.5417 | 64.07 | 0 | 1195674.4322 | 634966.0617 | 958979.6 | 869168.1 | 0 | 1439007.8617 | 662778.9849 | 1010517.1095
0.97 | 45000 | 3 | 1000 | 25 | 100000 | 387.5 | 300 | 0.0325 | 0.01 | 163.42 | 504.26 | 214603.25 | 1.75 | 18.86 | 18.86 | 27593.17 | 51910.6 | 1277367.75 | 0.3804 | 0.08 | 950 | 1200864.13 | 0.0449 | 220827 | 3410171.9449 | 220826.93 | 668211.7318 | 33.32 | 0 | 377205.4863 | 231714.9468 | 276033.6625 | 925559.62 | 0 | 447384.8018 | 191150.7826 | 291006.2455
0.95 | 40000 | 1.5 | 1250 | 28.75 | 3000000 | 387.5 | 200 | 0.1 | 0.1 | 286.59 | 1681.74 | 447401.625 | 2.04 | 21.82 | 21.82 | 32069.48 | 112895.33 | 3228944.38 | 0.27956 | 0.09 | 650 | 803222.21 | 0.0922 | 472470 | 7390410.2839 | 472470.3815 | 1246390.6407 | 103.84 | 0 | 583509.3219 | 532590.7942 | 590587.9769 | 1075709.01 | 0 | 773920.2592 | 518631.4432 | 662881.3188
0.95 | 40000 | 3 | 1250 | 25 | 100000 | 450 | 200 | 0.01 | 0.01 | 157.72 | 471.18 | 165210 | 1.79 | 19.3 | 19.3 | 28253.64 | 41518.44 | 1046107.73 | 0.36556 | 0.08 | 900 | 1145879.92 | 0.0556 | 209204 | 2963973.0688 | 209204.46 | 730945.1099 | 34.11 | 0 | 455315.8048 | 187592.1599 | 261505.575 | 947714.07 | 0 | 521740.6499 | 180924.5507 | 275629.3051
0.99 | 47500 | 1 | 1250 | 36.25 | 3000000 | 387.5 | 500 | 0.1 | 0.1 | 265.38 | 613.74 | 409704.75 | 2.07 | 22.2 | 22.2 | 32625.77 | 112895.33 | 3285895.96 | 0.26703 | 0.1 | 641.6667 | 792924.82 | 0.1062 | 588086 | 7756151.0324 | 588086.0434 | 1236019.5588 | 105.66 | 0 | 551289.298 | 409698.0179 | 735107.5543 | 1094368.68 | 0 | 647933.5154 | 263234.5109 | 684730.2608
0.97 | 40000 | 3 | 1750 | 32.5 | 100000 | 387.5 | 600 | 0.01 | 0.0325 | 54 | 71.21 | 63651 | 2.62 | 27.95 | 27.95 | 41204.76 | 41518.44 | 1525280.91 | 0.074918 | 0.12 | 165.9274 | 211258.47 | 0.0877 | 62691 | 3263283.3857 | 62690.9622 | 234660.828 | 61.68 | 0 | 156836.4271 | 62493.1794 | 78363.7028 | 1382134.42 | 0 | 171969.8658 | 41219.6759 | 77824.4009
0.99 | 47500 | 1.5 | 2000 | 32.5 | 100000 | 450 | 200 | 0.01 | 0.01 | 94.13 | 177.41 | 77840.5 | 2.61 | 27.79 | 27.79 | 40972.01 | 41518.44 | 1516727.15 | 0.080092 | 0.12 | 177.6389 | 226169.47 | 0.0928 | 53680 | 3244103.1681 | 53679.6759 | 282491.1561 | 49.14 | 0 | 197934.3599 | 85982.37 | 67099.5949 | 1374327.08 | 0 | 228811.4802 | 84101.5001 | 84556.7962
0.95 | 42500 | 2 | 2000 | 40 | 3000000 | 450 | 300 | 0.1 | 0.1 | 282.29 | 1256.08 | 503854.5 | 1.93 | 20.67 | 20.67 | 30352.45 | 112895.33 | 3055065.88 | 0.31842 | 0.09 | 758.3333 | 937092.88 | 0.1453 | 766908 | 7927518.0235 | 766908.4453 | 1919785.9594 | 98.36 | 0 | 999135.5928 | 543145.8157 | 958635.5567 | 1018114.46 | 0 | 1152877.5141 | 418754.2778 | 920650.3666
0.96 | 45000 | 1.5 | 2000 | 28.75 | 1550000 | 450 | 600 | 0.01 | 0.0325 | 47.15 | 62.17 | 58519.5 | 2.7 | 28.82 | 28.82 | 42512.23 | 41518.44 | 1573723.85 | 0.04555 | 0.13 | 100.8336 | 128381.58 | 0.0952 | 33701 | 3280507.7423 | 33701.2792 | 171776.7253 | 63.6 | 0 | 124863.4379 | 57001.0463 | 42126.599 | 1425991.04 | 0 | 138075.4461 | 35986.1833 | 46913.2875
0.95 | 47500 | 2.5 | 2000 | 25 | 1550000 | 450 | 300 | 0.0775 | 0.1 | 247.76 | 819.36 | 357300 | 1.8 | 19.36 | 19.36 | 28371.92 | 85643.02 | 2166064.96 | 0.36307 | 0.08 | 891.6667 | 1110191.35 | 0.1172 | 563593 | 6117514.0911 | 563593.4317 | 1662941.8885 | 92.11 | 0 | 988317.0731 | 382411.1852 | 704491.7896 | 951681.36 | 0 | 1099348.4568 | 302421.5292 | 674624.8155
0.97 | 50000 | 1.5 | 1750 | 40 | 100000 | 325 | 200 | 0.055 | 0.0325 | 256.64 | 737.06 | 230820 | 1.94 | 20.83 | 20.83 | 30586.31 | 66084.99 | 1802933.24 | 0.31294 | 0.09 | 750 | 940955.25 | 0.0942 | 348758 | 4744088.6294 | 348758.4 | 1114838.7326 | 45.96 | 0 | 660497.5565 | 271240.3826 | 435948 | 1025958.74 | 0 | 766080.3326 | 287580.8939 | 454341.1761
0.99 | 40000 | 3 | 2000 | 25 | 100000 | 387.5 | 200 | 0.0775 | 0.01 | 282.41 | 1353.75 | 380183.875 | 1.77 | 19.03 | 19.03 | 27884.87 | 85643.02 | 2128056.68 | 0.37415 | 0.08 | 900 | 1120567.56 | 0.0876 | 209204 | 5659949.1222 | 209204.46 | 1381734.8042 | 33.63 | 0 | 1010521.2092 | 448892.7242 | 261505.575 | 935344.38 | 0 | 1172530.3442 | 441272.0861 | 371213.595
0.96 | 47500 | 1.5 | 2000 | 28.75 | 825000 | 200 | 300 | 0.0775 | 0.01 | 283.92 | 704.14 | 268026 | 1.98 | 21.19 | 21.19 | 31111.02 | 85643.02 | 2376913.46 | 0.30107 | 0.09 | 725 | 902679.04 | 0.0902 | 193805 | 5835017.3234 | 193804.6872 | 1077909.505 | 37.45 | 0 | 776696.4473 | 301174.5127 | 242255.8591 | 1043559.19 | 0 | 884104.8177 | 292553.3532 | 301213.0577
0.99 | 40000 | 3 | 1000 | 25 | 100000 | 450 | 600 | 0.1 | 0.01 | 247.6 | 575.66 | 456816 | 1.81 | 19.48 | 19.48 | 28542.74 | 112895.33 | 2873555.73 | 0.35905 | 0.08 | 900 | 1112154.04 | 0.0449 | 209204 | 6850421.0481 | 209204.46 | 857829.6995 | 34.43 | 0 | 558199.4 | 444306.4295 | 261505.575 | 957411.14 | 0 | 648625.2395 | 246297.2155 | 299630.2995
0.95 | 47500 | 1 | 1000 | 25 | 100000 | 450 | 200 | 0.01 | 0.0775 | 143.46 | 348.68 | 134293 | 2.06 | 22.11 | 22.11 | 32462.72 | 41518.44 | 1202393.09 | 0.27073 | 0.1 | 641.6667 | 816970.12 | 0.0632 | 307673 | 3069839.4138 | 307672.6217 | 603983.6662 | 80.06 | 0 | 242638.7402 | 150639.3004 | 384590.7771 | 1088899.57 | 0 | 296311.0446 | 146189.8411 | 361344.926
0.96 | 40000 | 1 | 2000 | 40 | 3000000 | 200 | 200 | 0.1 | 0.1 | 300.1 | 1626.25 | 385270 | 2.14 | 22.85 | 22.85 | 33602.62 | 112895.33 | 3382845.99 | 0.24524 | 0.1 | 566.6667 | 700244.63 | 0.1453 | 573074 | 7871665.1148 | 573074.4427 | 1506034.3219 | 108.76 | 0 | 744953.0561 | 477336.1925 | 716343.0533 | 1127135.03 | 0 | 932959.8792 | 512083.2418 | 761081.2658
0.98 | 42500 | 3 | 1750 | 28.75 | 825000 | 450 | 500 | 0.0775 | 0.0325 | 235.43 | 587.6 | 399743.5 | 1.78 | 19.16 | 19.16 | 28065.06 | 85643.02 | 2143048.31 | 0.36989 | 0.08 | 925 | 1151694.36 | 0.0845 | 309160 | 5814585.5961 | 309159.79 | 1316636.4939 | 42.27 | 0 | 918097.4257 | 397174.0989 | 386449.7375 | 941388.34 | 0 | 1007476.7039 | 243446.646 | 398539.0682
0.95 | 40000 | 2.5 | 1000 | 25 | 825000 | 200 | 200 | 0.1 | 0.01 | 311.27 | 1982.75 | 458804 | 1.84 | 19.78 | 19.78 | 29055.95 | 112895.33 | 2924927.88 | 0.34733 | 0.09 | 816.6667 | 1009176.46 | 0.0449 | 189834 | 6602679.8813 | 189833.6767 | 944392.6795 | 34.97 | 0 | 534562.871 | 569158.6012 | 237292.0958 | 974625.75 | 0 | 754559.0029 | 599214.0629 | 409829.8085
0.95 | 45000 | 1.5 | 2000 | 32.5 | 825000 | 325 | 300 | 0.1 | 0.0325 | 285.07 | 1188.85 | 449302.75 | 1.99 | 21.34 | 21.34 | 31363.03 | 112895.33 | 3157548.11 | 0.29556 | 0.09 | 700 | 865008.39 | 0.0984 | 264475 | 7484861.6459 | 264475.12 | 1319743.6388 | 47.08 | 0 | 906735.6007 | 492439.2588 | 330593.9 | 1052012.61 | 0 | 1055268.5188 | 404566.2649 | 413008.0381
0.95 | 40000 | 2.5 | 1000 | 40 | 100000 | 450 | 600 | 0.0325 | 0.01 | 107.45 | 209.49 | 174046.5 | 1.89 | 20.38 | 20.38 | 29855.83 | 51910.6 | 1383054.32 | 0.32915 | 0.09 | 816.6667 | 1032321.57 | 0.0553 | 303734 | 3660851.6556 | 303733.8827 | 658491.7673 | 36.01 | 0 | 318920.356 | 169357.4829 | 379667.3533 | 1001456.5 | 0 | 354757.8846 | 97612.4031 | 339571.4112
0.96 | 45000 | 1.5 | 2000 | 25 | 3000000 | 387.5 | 500 | 0.0775 | 0.0775 | 239.45 | 466.62 | 326096.875 | 2.01 | 21.57 | 21.57 | 31668.84 | 85643.02 | 2419681.17 | 0.28853 | 0.09 | 700 | 871552.24 | 0.1059 | 335643 | 6132211.7604 | 335642.86 | 1224665.841 | 78.11 | 0 | 809179.9053 | 326193.721 | 419553.575 | 1062270.21 | 0 | 889022.981 | 217472.4318 | 415485.9357
0.95 | 42500 | 3 | 1250 | 40 | 1550000 | 387.5 | 500 | 0.01 | 0.055 | 68.09 | 93.12 | 72944.875 | 2.54 | 27.09 | 27.09 | 39917.28 | 41518.44 | 1477686.02 | 0.10378 | 0.12 | 231.7516 | 295066.3 | 0.0822 | 137193 | 3241474.5258 | 137193.3402 | 296254.991 | 75.94 | 0 | 139698.6161 | 73017.8036 | 171491.6753 | 1338948.3 | 0 | 159061.6507 | 52740.0303 | 156556.3749
0.99 | 40000 | 3 | 2000 | 40 | 3000000 | 325 | 500 | 0.1 | 0.1 | 270.42 | 803.28 | 489526.5 | 1.8 | 19.35 | 19.35 | 28360.16 | 112895.33 | 2854218.84 | 0.36332 | 0.08 | 900 | 1112154.04 | 0.1453 | 910177 | 7990490.3963 | 910177.056 | 2126030.3974 | 92.07 | 0 | 1102352.0513 | 492215.7214 | 1137721.32 | 951286.93 | 0 | 1215853.3414 | 309148.932 | 1023678.3461
0.99 | 50000 | 3 | 2000 | 25 | 100000 | 200 | 300 | 0.01 | 0.0325 | 102.2 | 148.61 | 65023 | 2.61 | 27.82 | 27.82 | 41020.5 | 41518.44 | 1518476.53 | 0.079034 | 0.12 | 175.2744 | 223159.01 | 0.0919 | 50940 | 3234811.6998 | 50940.3386 | 265353.8532 | 61.4 | 0 | 184604.0284 | 73485.6007 | 63675.4232 | 1375953.66 | 0 | 214413.5147 | 81193.5338 | 80749.8248
0.98 | 45000 | 3 | 1750 | 36.25 | 2275000 | 387.5 | 300 | 0.01 | 0.1 | 36.52 | 76.83 | 37200.5 | 2.82 | 30 | 30 | 44271.05 | 41518.44 | 1638826.52 | 0.006081 | 0.13 | 13.5548 | 17258.13 | 0.1276 | 12423 | 3279358.2302 | 12422.9391 | 61201.0128 | 142.8 | 0 | 36123.8076 | 39834.8014 | 15528.6739 | 1484987.21 | 0 | 48778.0737 | 34467.0341 | 25077.2052
0.99 | 45000 | 2 | 2000 | 25 | 100000 | 387.5 | 500 | 0.0325 | 0.1 | 87.64 | 120.09 | 94005.5 | 2.66 | 28.32 | 28.32 | 41769.94 | 51910.6 | 1933269.73 | 0.062204 | 0.12 | 138.8977 | 175576.47 | 0.1172 | 87793 | 4075320.5918 | 87792.7161 | 293571.4314 | 134.84 | 0 | 180836.1088 | 94099.1483 | 109740.8952 | 1401092.33 | 0 | 205778.7152 | 67937.3787 | 112735.3225
0.99 | 50000 | 1 | 2000 | 25 | 3000000 | 200 | 600 | 0.1 | 0.1 | 273.52 | 455.62 | 328076 | 2.05 | 22 | 22 | 32312.21 | 112895.33 | 3254028.23 | 0.27416 | 0.1 | 666.6667 | 823817.91 | 0.1172 | 421378 | 7830923.0017 | 421378.2667 | 1286655.7929 | 104.69 | 0 | 780610.3758 | 329249.6596 | 526722.8333 | 1083851.02 | 0 | 865277.5262 | 230611.9966 | 506045.4171
0.99 | 47500 | 2 | 1000 | 28.75 | 100000 | 387.5 | 600 | 0.1 | 0.055 | 253.23 | 528.59 | 415280.625 | 1.9 | 20.44 | 20.44 | 29989.8 | 112895.33 | 3019754.58 | 0.32643 | 0.09 | 808.3333 | 998879.06 | 0.0592 | 343937 | 7140133.7136 | 343936.7234 | 933735.9543 | 57.28 | 0 | 502397.978 | 406290.6701 | 429920.9043 | 1005950.03 | 0 | 589799.2309 | 238059.0034 | 431337.9764
0.96 | 50000 | 2 | 2000 | 25 | 825000 | 387.5 | 300 | 0.01 | 0.0325 | 76.73 | 116.89 | 64799.875 | 2.65 | 28.25 | 28.25 | 41657.64 | 41518.44 | 1542103.74 | 0.064714 | 0.12 | 143.4046 | 182582.24 | 0.0919 | 41678 | 3249487.9498 | 41677.9632 | 225846.3637 | 62.34 | 0 | 161340.1654 | 68865.1148 | 52097.454 | 1397325.24 | 0 | 184168.4005 | 62178.3639 | 64506.1984
0.96 | 40000 | 3 | 1000 | 40 | 100000 | 200 | 200 | 0.0325 | 0.01 | 245.04 | 585.69 | 166146 | 1.79 | 19.27 | 19.27 | 28231.59 | 51910.6 | 1306726.82 | 0.36612 | 0.08 | 900 | 1137660.91 | 0.0553 | 334727 | 3477609.6325 | 334727.136 | 743096.1711 | 34.06 | 0 | 317528.8634 | 204050.2251 | 418408.92 | 946974.44 | 0 | 408369.0351 | 247425.752 | 425567.3077
0.98 | 40000 | 2 | 1000 | 25 | 100000 | 200 | 200 | 0.055 | 0.0775 | 285.64 | 719.09 | 200946 | 1.96 | 21.03 | 21.03 | 30872.66 | 66084.99 | 1820054.62 | 0.30642 | 0.09 | 733.3333 | 920045.79 | 0.0632 | 351626 | 4413224.4147 | 351625.8533 | 765062.8537 | 76.14 | 0 | 304475.9476 | 246955.007 | 439532.3167 | 1035564.1 | 0 | 413437.0004 | 296782.4688 | 460586.9061
0.99 | 40000 | 2.5 | 1750 | 40 | 825000 | 387.5 | 300 | 0.0325 | 0.01 | 162.34 | 335.78 | 163640.75 | 2.07 | 22.21 | 22.21 | 32616.18 | 51910.6 | 1510487.96 | 0.26727 | 0.1 | 637.6307 | 806008.14 | 0.0873 | 237147 | 3920106.8549 | 237146.984 | 833021.7991 | 39.26 | 0 | 540103.7551 | 175174.6481 | 296433.73 | 1094046.86 | 0 | 595874.8151 | 151906.323 | 292918.044
0.98 | 45000 | 1.5 | 1250 | 36.25 | 825000 | 262.5 | 600 | 0.01 | 0.0325 | 59.42 | 81.7 | 64617.75 | 2.19 | 23.49 | 23.49 | 34516.09 | 41518.44 | 1278421.98 | 0.22465 | 0.1 | 531.0168 | 676090.62 | 0.0696 | 223779 | 3175419.225 | 223779.2071 | 485485.3311 | 51.82 | 0 | 244771.5159 | 64552.2608 | 279724.0088 | 1157775.63 | 0 | 261706.124 | 46125.6079 | 240713.8151
0.97 | 42500 | 1.5 | 2000 | 40 | 100000 | 450 | 500 | 0.055 | 0.01 | 164.13 | 348.16 | 247938.5 | 2.04 | 21.84 | 21.84 | 32071.36 | 66084.99 | 1890859.36 | 0.2795 | 0.09 | 675 | 846859.91 | 0.098 | 251045 | 4922977.4053 | 251045.352 | 1039991.9304 | 38.61 | 0 | 731827.2566 | 246218.3634 | 313806.69 | 1075772 | 0 | 788946.5784 | 155578.6486 | 308164.6738
0.95 | 42500 | 2 | 1500 | 40 | 1550000 | 200 | 200 | 0.0775 | 0.1 | 287.6 | 1281.07 | 313734 | 1.92 | 20.6 | 20.6 | 30244.61 | 85643.02 | 2309364.84 | 0.32083 | 0.09 | 758.3333 | 944182.05 | 0.1239 | 766908 | 6085299.67 | 766908.4453 | 1545884.9556 | 98.01 | 0 | 622229.4989 | 388031.8653 | 958635.5567 | 1014497.1 | 0 | 778976.5103 | 426939.3864 | 923655.4567
0.98 | 42500 | 2.5 | 1750 | 32.5 | 100000 | 200 | 200 | 0.01 | 0.01 | 205.48 | 282.85 | 97666 | 2.39 | 25.49 | 25.49 | 37544.91 | 41518.44 | 1389990.67 | 0.15694 | 0.11 | 355.4143 | 452513.26 | 0.0821 | 107401 | 3184704.6836 | 107400.5831 | 460889.2882 | 45.07 | 0 | 294901.8918 | 118991.1343 | 134250.7288 | 1259371.78 | 0 | 353488.7051 | 159575.7261 | 165987.3964
0.99 | 40000 | 1.5 | 1500 | 40 | 100000 | 387.5 | 200 | 0.1 | 0.1 | 286.59 | 1681.74 | 447401.625 | 2.04 | 21.82 | 21.82 | 32069.48 | 112895.33 | 3228944.38 | 0.27956 | 0.09 | 650 | 803222.21 | 0.1239 | 657350 | 7669055.9434 | 657350.096 | 1525036.3002 | 103.84 | 0 | 677275.2669 | 532590.7942 | 821687.62 | 1075709.01 | 0 | 867686.2042 | 518631.4432 | 847761.0333
0.99 | 40000 | 3 | 2000 | 25 | 3000000 | 200 | 400 | 0.1 | 0.01 | 285.01 | 859.43 | 400774 | 1.8 | 19.32 | 19.32 | 28317.08 | 112895.33 | 2849988.73 | 0.36425 | 0.08 | 900 | 1112154.04 | 0.0876 | 209204 | 7191492.3025 | 209204.46 | 1357239.0193 | 34.14 | 0 | 1027328.409 | 424396.9393 | 261505.575 | 949841.98 | 0 | 1148034.5593 | 328773.157 | 329910.6104
0.96 | 40000 | 2.5 | 1000 | 40 | 3000000 | 450 | 200 | 0.01 | 0.1 | 68.91 | 144.63 | 59935.5 | 2.72 | 28.96 | 28.96 | 42723.99 | 41518.44 | 1581599.78 | 0.040767 | 0.13 | 90.4644 | 115178.87 | 0.1026 | 91487 | 3260166.1653 | 91487.3392 | 178663.2634 | 137.87 | 0 | 63325.1324 | 66638.6187 | 114359.1739 | 1433094.1 | 0 | 87175.9242 | 64963.5507 | 115338.131
0.97 | 50000 | 2.5 | 2000 | 28.75 | 3000000 | 387.5 | 300 | 0.1 | 0.055 | 285.73 | 1305.27 | 502301.375 | 1.76 | 18.94 | 18.94 | 27756 | 112895.33 | 2792409.98 | 0.37702 | 0.08 | 916.6667 | 1132748.82 | 0.1019 | 390031 | 7305715.6087 | 390031.3358 | 1673318.5538 | 53.07 | 0 | 1124810.673 | 546248.9013 | 487539.1698 | 931021.7 | 0 | 1283287.218 | 431650.2004 | 548507.8808
0.98 | 50000 | 1 | 1000 | 40 | 3000000 | 200 | 400 | 0.01 | 0.1 | 86.07 | 116.66 | 63878 | 2.71 | 28.85 | 28.85 | 42557.13 | 41518.44 | 1575356.87 | 0.044554 | 0.13 | 98.839 | 125842.24 | 0.1026 | 99957 | 3264528.1877 | 99956.7031 | 191122.0576 | 137.34 | 0 | 66778.7675 | 68726.8251 | 124945.8789 | 1427496.85 | 0 | 91165.3545 | 66422.9216 | 124343.29
0.95 | 40000 | 2 | 2000 | 25 | 3000000 | 200 | 400 | 0.1 | 0.0775 | 285.33 | 711.24 | 341562 | 1.97 | 21.15 | 21.15 | 31060.25 | 112895.33 | 3128151.52 | 0.30221 | 0.09 | 733.3333 | 906199.79 | 0.1059 | 351626 | 7565120.3257 | 351625.8533 | 1304082.3784 | 76.6 | 0 | 844210.1783 | 362825.8717 | 439532.3167 | 1041856.31 | 0 | 952456.5251 | 294835.7897 | 459872.2001
0.95 | 50000 | 1 | 1000 | 40 | 1550000 | 450 | 400 | 0.01 | 0.01 | 102.44 | 210.34 | 130234 | 2.04 | 21.9 | 21.9 | 32145.47 | 41518.44 | 1190916.62 | 0.27772 | 0.09 | 666.6667 | 848800.04 | 0.0553 | 247946 | 3037941.9765 | 247946.0267 | 532061.004 | 38.72 | 0 | 249051.9712 | 132767.7106 | 309932.5333 | 1078257.76 | 0 | 284114.9773 | 95502.7988 | 283009.0327
0.96 | 47500 | 1 | 1750 | 28.75 | 1550000 | 200 | 400 | 0.1 | 0.1 | 282.09 | 667.88 | 323570 | 2.07 | 22.18 | 22.18 | 32596.59 | 112895.33 | 3283045.66 | 0.26765 | 0.1 | 641.6667 | 792924.82 | 0.1135 | 466413 | 7724456.0908 | 466413.0689 | 1233805.3045 | 105.56 | 0 | 663353.4682 | 344029.1673 | 583016.3361 | 1093389.69 | 0 | 767392.2356 | 283375.4031 | 570451.8364
0.99 | 50000 | 3 | 1500 | 40 | 3000000 | 262.5 | 600 | 0.1 | 0.01 | 267.8 | 638.3 | 453277.5 | 1.71 | 18.48 | 18.48 | 27043.47 | 112895.33 | 2722675.13 | 0.39273 | 0.08 | 1000 | 1235726.4 | 0.0766 | 371919 | 7090698.2243 | 371919.04 | 1335505.5451 | 32.66 | 0 | 864459.1559 | 448055.1051 | 464898.8 | 907121.09 | 0 | 963586.5051 | 269997.9367 | 471046.3892
0.95 | 50000 | 3 | 2000 | 28.75 | 2275000 | 200 | 400 | 0.01 | 0.1 | 38.59 | 58.1 | 30958 | 2.82 | 30 | 30 | 44282.44 | 41518.44 | 1639244.13 | 0.00583 | 0.13 | 12.9766 | 16522.24 | 0.1242 | 9432 | 3278030.34 | 9432.3847 | 53092.0945 | 142.84 | 0 | 32236.0607 | 33225.9965 | 11790.4808 | 1485369.26 | 0 | 43659.7098 | 31115.1435 | 20856.0338
0.96 | 42500 | 1.5 | 1750 | 25 | 100000 | 450 | 200 | 0.1 | 0.055 | 278.07 | 1673.06 | 459743.5 | 2.01 | 21.52 | 21.52 | 31625.25 | 112895.33 | 3183944.4 | 0.2896 | 0.09 | 675 | 834115.3 | 0.0871 | 249743 | 7324214.0444 | 249743.385 | 1236599.6019 | 60.3 | 0 | 798617.3995 | 541500.2619 | 312179.2312 | 1060807.98 | 0 | 986856.2169 | 512715.1358 | 437982.2024
0.95 | 40000 | 3 | 2000 | 40 | 3000000 | 200 | 200 | 0.01 | 0.01 | 135.82 | 179.84 | 63132 | 2.65 | 28.29 | 28.29 | 41724.26 | 41518.44 | 1544477.26 | 0.063266 | 0.12 | 140.5773 | 178982.87 | 0.098 | 52283 | 3233704.7526 | 52283.3747 | 242183.476 | 50.02 | 0 | 151775.9037 | 76870.0756 | 65354.2183 | 1399560.1 | 0 | 189900.1014 | 103840.7139 | 90407.5724
0.95 | 40000 | 3 | 2000 | 40 | 100000 | 450 | 600 | 0.1 | 0.055 | 247.6 | 575.66 | 456816 | 1.81 | 19.48 | 19.48 | 28542.74 | 112895.33 | 2873555.73 | 0.35905 | 0.08 | 900 | 1112154.04 | 0.1142 | 532786 | 7693321.2861 | 532785.888 | 1700729.9375 | 54.58 | 0 | 1077518.21 | 444306.4295 | 665982.36 | 957411.14 | 0 | 1167944.0495 | 246297.2155 | 623211.7275
0.98 | 45000 | 3 | 1250 | 32.5 | 100000 | 450 | 600 | 0.0775 | 0.1 | 221.77 | 480.08 | 387844.5 | 1.76 | 19.01 | 19.01 | 27822.39 | 85643.02 | 2124806.51 | 0.37529 | 0.08 | 950 | 1182821.16 | 0.0992 | 780603 | 6037837.2753 | 780603.239 | 1510604.2371 | 90.45 | 0 | 652008.0649 | 377288.7031 | 975754.0488 | 933248.64 | 0 | 730000.9981 | 212433.1096 | 858596.1722
0.99 | 40000 | 3 | 1000 | 40 | 100000 | 450 | 600 | 0.01 | 0.1 | 35.23 | 46.45 | 43723.5 | 2.77 | 29.53 | 29.53 | 43577.23 | 41518.44 | 1613157.27 | 0.021646 | 0.13 | 47.9362 | 61032.86 | 0.1026 | 48478 | 3287690.8376 | 48478.2988 | 101953.1884 | 140.59 | 0 | 43602.6039 | 42592.3605 | 60597.8735 | 1461714.43 | 0 | 53474.8896 | 26889.6203 | 58350.5846
0.95 | 47500 | 3 | 1250 | 36.25 | 1550000 | 200 | 400 | 0.1 | 0.0325 | 293.59 | 947.61 | 437762 | 1.72 | 18.51 | 18.51 | 27101.43 | 112895.33 | 2727390.81 | 0.3916 | 0.08 | 975 | 1204833.31 | 0.0696 | 410881 | 6874259.0743 | 410880.99 | 1235964.4863 | 40.82 | 0 | 695482.8658 | 463089.2988 | 513601.2375 | 909065.22 | 0 | 825083.4963 | 352999.481 | 540481.6205
0.98 | 47500 | 3 | 1750 | 25 | 2275000 | 325 | 600 | 0.01 | 0.01 | 51.06 | 67.33 | 56992.5 | 2.38 | 25.39 | 25.39 | 37359.32 | 41518.44 | 1383316.5 | 0.16102 | 0.11 | 369.8225 | 470857.8 | 0.077 | 85965 | 3224987.9022 | 85965.013 | 386409.6823 | 44.88 | 0 | 286136.3694 | 56440.7543 | 107456.2662 | 1253146.52 | 0 | 300444.6693 | 38972.2058 | 100273.3129
0.97 | 50000 | 2.5 | 2000 | 40 | 100000 | 200 | 500 | 0.01 | 0.1 | 34.72 | 47.47 | 30679 | 2.82 | 30.05 | 30.05 | 44344.27 | 41518.44 | 1641540.37 | 0.004439 | 0.13 | 9.8814 | 12580.83 | 0.1453 | 9993 | 3285965.7059 | 9993.1772 | 49765.9469 | 143.03 | 0 | 29900.4471 | 31827.6793 | 12491.4716 | 1487443.25 | 0 | 39772.7697 | 26889.7206 | 19865.4998
0.99 | 40000 | 3 | 1000 | 25 | 100000 | 200 | 600 | 0.1 | 0.1 | 277.15 | 588.35 | 408440 | 1.81 | 19.47 | 19.47 | 28532.46 | 112895.33 | 2872572.42 | 0.35927 | 0.08 | 900 | 1112154.04 | 0.0745 | 568861 | 7155830.7672 | 568860.66 | 1180501.2011 | 92.66 | 0 | 515151.1526 | 407321.7311 | 711075.825 | 957066.58 | 0 | 611640.5411 | 262812.796 | 665350.0485
0.98 | 50000 | 1 | 1000 | 25 | 100000 | 450 | 400 | 0.1 | 0.1 | 267.25 | 637.92 | 375430.5 | 2.04 | 21.92 | 21.92 | 32198.69 | 112895.33 | 3242804.58 | 0.27664 | 0.1 | 666.6667 | 823817.91 | 0.0745 | 421378 | 7406705.5464 | 421378.2667 | 956183.9008 | 104.3 | 0 | 435804.3816 | 383458.3674 | 526722.8333 | 1080043.21 | 0 | 534805.6341 | 269654.4809 | 520379.5191
0.99 | 47500 | 1.5 | 1750 | 28.75 | 2275000 | 262.5 | 200 | 0.0775 | 0.0325 | 286.25 | 1263.91 | 327922.625 | 1.96 | 20.98 | 20.98 | 30813.74 | 85643.02 | 2353254.94 | 0.30793 | 0.09 | 725 | 902679.04 | 0.0845 | 242314 | 5722337.3332 | 242314.43 | 1118913.7554 | 46.27 | 0 | 721527.3265 | 398254.0404 | 302893.0375 | 1033587.72 | 0 | 876599.3254 | 422377.0741 | 397386.4289
0.95 | 40000 | 3 | 1000 | 40 | 3000000 | 200 | 600 | 0.1 | 0.01 | 277.15 | 588.35 | 408440 | 1.81 | 19.47 | 19.47 | 28532.46 | 112895.33 | 2872572.42 | 0.35927 | 0.08 | 900 | 1112154.04 | 0.0553 | 334727 | 6921697.2432 | 334727.136 | 946367.6771 | 34.42 | 0 | 515151.1526 | 407321.7311 | 418408.92 | 957066.58 | 0 | 611640.5411 | 262812.796 | 431216.5245
0.99 | 47500 | 2.5 | 2000 | 36.25 | 100000 | 325 | 300 | 0.0325 | 0.055 | 110.22 | 182.78 | 90655.5 | 2.55 | 27.17 | 27.17 | 40043.11 | 51910.6 | 1853358.43 | 0.10095 | 0.12 | 226.1862 | 285915.04 | 0.1101 | 121346 | 4031400.7318 | 121345.6941 | 401379.2846 | 76.16 | 0 | 245984.1757 | 98170.4132 | 151682.1177 | 1343169.15 | 0 | 280033.5905 | 92742.0314 | 155395.1089
0.95 | 50000 | 1 | 1000 | 40 | 1550000 | 262.5 | 200 | 0.0775 | 0.055 | 284.13 | 1206.04 | 315792.125 | 2.02 | 21.66 | 21.66 | 31838.8 | 85643.02 | 2431657.97 | 0.28488 | 0.09 | 666.6667 | 830050.15 | 0.0715 | 394656 | 5652782.7072 | 394656.2133 | 929168.4494 | 60.69 | 0 | 384685.5525 | 383164.9694 | 493320.2667 | 1067971.19 | 0 | 534512.2361 | 408090.1562 | 544482.8969
0.95 | 45000 | 1 | 1000 | 36.25 | 825000 | 325 | 600 | 0.0775 | 0.01 | 200.46 | 357.63 | 279727.5 | 2.1 | 22.53 | 22.53 | 33109.19 | 85643.02 | 2529672.04 | 0.2562 | 0.1 | 616.6667 | 767795.63 | 0.0527 | 207849 | 5739786.4213 | 207848.5052 | 623710.0732 | 39.83 | 0 | 351807.3741 | 275865.3464 | 259810.6315 | 1110584.13 | 0 | 415861.568 | 174467.4939 | 271902.6991
0.99 | 42500 | 1.5 | 2000 | 40 | 3000000 | 200 | 300 | 0.01 | 0.0325 | 93.73 | 126.77 | 56777 | 2.71 | 28.85 | 28.85 | 42557.81 | 41518.44 | 1575393.02 | 0.044531 | 0.13 | 98.839 | 125842.24 | 0.1048 | 45961 | 3257574.2806 | 45961.2638 | 189655.0606 | 63.66 | 0 | 117158.982 | 64223.0715 | 57451.5798 | 1427519.74 | 0 | 143693.7968 | 72274.1534 | 72496.0786
0.99 | 42500 | 1.5 | 1500 | 25 | 3000000 | 200 | 600 | 0.01 | 0.01 | 78.67 | 126.49 | 91628 | 2.1 | 22.56 | 22.56 | 33120.73 | 41518.44 | 1227031.9 | 0.25583 | 0.1 | 611.5747 | 778656.63 | 0.0663 | 142160 | 3146297.0993 | 142160.1733 | 549492.0219 | 39.87 | 0 | 383364.5886 | 92045.8846 | 177700.2166 | 1110971.23 | 0 | 407331.8486 | 65280.7806 | 166127.4333
0.99 | 47500 | 1.5 | 1750 | 40 | 100000 | 200 | 500 | 0.0775 | 0.0325 | 264.34 | 490.88 | 298308 | 1.98 | 21.29 | 21.29 | 31248.99 | 85643.02 | 2387550.11 | 0.29798 | 0.09 | 725 | 902679.04 | 0.0942 | 337133 | 5968778.1013 | 337133.12 | 1122396.3584 | 46.96 | 0 | 699169.3822 | 306917.9534 | 421416.4 | 1048187.26 | 0 | 785263.2384 | 234497.9838 | 423226.9762
0.95 | 45000 | 3 | 1000 | 40 | 1550000 | 387.5 | 200 | 0.1 | 0.1 | 300.62 | 2103.11 | 537112.25 | 1.7 | 18.29 | 18.29 | 26794.3 | 112895.33 | 2695165.31 | 0.39861 | 0.08 | 950 | 1173940.22 | 0.1026 | 960742 | 7148427.5551 | 960742.448 | 1819907.7347 | 87.03 | 0 | 630804.1788 | 643495.4317 | 1200928.06 | 898763.23 | 0 | 859165.2867 | 621998.1513 | 1189103.5559
0.95 | 45000 | 3 | 2000 | 25 | 3000000 | 450 | 600 | 0.1 | 0.01 | 242.78 | 600.49 | 469545 | 1.76 | 18.98 | 18.98 | 27792.68 | 112895.33 | 2797562.77 | 0.37601 | 0.08 | 950 | 1173940.22 | 0.0876 | 220827 | 7323432.8212 | 220826.93 | 1441290.9346 | 33.55 | 0 | 1128754.7928 | 456624.2946 | 276033.6625 | 932252.09 | 0 | 1220464.0046 | 249792.7984 | 312536.1418
0.95 | 45000 | 3 | 1750 | 25 | 3000000 | 200 | 200 | 0.0775 | 0.055 | 289.18 | 1349.19 | 327674 | 1.72 | 18.5 | 18.5 | 27089 | 85643.02 | 2067187.68 | 0.39206 | 0.08 | 950 | 1182821.16 | 0.0871 | 351491 | 5578146.919 | 351490.69 | 1383737.8451 | 51.82 | 0 | 869479.5878 | 405449.8851 | 439363.3625 | 908648.27 | 0 | 1032247.1551 | 443337.8647 | 514258.2573
0.97 | 40000 | 3 | 1750 | 40 | 100000 | 200 | 300 | 0.0775 | 0.0775 | 283.26 | 857.45 | 313887 | 1.79 | 19.25 | 19.25 | 28212.72 | 85643.02 | 2154068.5 | 0.36659 | 0.08 | 900 | 1120567.56 | 0.1165 | 690465 | 6052421.2777 | 690465.312 | 1636362.2923 | 69.7 | 0 | 825653.2743 | 352089.0403 | 863081.64 | 946341.48 | 0 | 945896.9803 | 327513.5749 | 810709.018
0.95 | 50000 | 1 | 2000 | 25 | 825000 | 387.5 | 200 | 0.1 | 0.1 | 285.93 | 1668.02 | 444401.875 | 2.02 | 21.62 | 21.62 | 31774 | 112895.33 | 3198996.48 | 0.28624 | 0.09 | 666.6667 | 823817.91 | 0.1172 | 421378 | 7592561.5532 | 421378.2667 | 1486306.3687 | 102.89 | 0 | 875787.2592 | 528900.2353 | 526722.8333 | 1065797.65 | 0 | 1064928.102 | 515172.0257 | 610519.1094
0.96 | 50000 | 1 | 2000 | 40 | 825000 | 450 | 500 | 0.0325 | 0.1 | 38.96 | 58.62 | 46842 | 2.81 | 29.97 | 29.97 | 44224.43 | 51910.6 | 2046871.55 | 0.007129 | 0.13 | 15.964 | 20179.34 | 0.1453 | 16145 | 4101745.505 | 16144.5047 | 75437.162 | 142.65 | 0 | 47763.6097 | 46456.9449 | 20180.6308 | 1483423.47 | 0 | 59292.6573 | 31402.2225 | 27673.5523
0.97 | 50000 | 3 | 1750 | 28.75 | 825000 | 200 | 200 | 0.1 | 0.0325 | 323.85 | 2233.95 | 511560 | 1.64 | 17.69 | 17.69 | 25912 | 112895.33 | 2606628.47 | 0.41839 | 0.08 | 1000 | 1235726.4 | 0.0845 | 334227 | 6809257.1547 | 334226.8 | 1628979.4617 | 39.03 | 0 | 1051419.2322 | 634966.0617 | 417783.5 | 869168.1 | 0 | 1294752.6617 | 662778.9849 | 577560.2295
0.95 | 45000 | 1 | 1000 | 25 | 100000 | 200 | 600 | 0.1 | 0.1 | 275.58 | 421.21 | 307842 | 2.11 | 22.56 | 22.56 | 33158.8 | 112895.33 | 3339217.4 | 0.25516 | 0.1 | 616.6667 | 762030.81 | 0.0745 | 389775 | 7515540.3105 | 389774.8967 | 839484.8335 | 107.39 | 0 | 367600.6805 | 309713.7152 | 487218.6208 | 1112248.22 | 0 | 449709.9369 | 223644.9372 | 471884.153
0.98 | 45000 | 1 | 1250 | 25 | 2275000 | 450 | 600 | 0.0775 | 0.1 | 190.38 | 350.78 | 296139 | 2.1 | 22.54 | 22.54 | 33113.45 | 85643.02 | 2529956.48 | 0.25612 | 0.1 | 616.6667 | 767795.63 | 0.0852 | 389775 | 6030561.6483 | 389774.8967 | 906926.0294 | 107.26 | 0 | 455378.2779 | 288197.5378 | 487218.6208 | 1110726.92 | 0 | 517151.1328 | 168253.7007 | 451547.7515
0.95 | 42500 | 2 | 1000 | 36.25 | 100000 | 200 | 500 | 0.055 | 0.0775 | 210.66 | 394.3 | 239282 | 1.95 | 20.92 | 20.92 | 30689.72 | 66084.99 | 1809389.96 | 0.31055 | 0.09 | 758.3333 | 951410.9 | 0.0792 | 527239 | 4693051.9654 | 527238.9926 | 945540.397 | 75.75 | 0 | 349427.7092 | 246143.8886 | 659048.7407 | 1029427.42 | 0 | 418301.4044 | 187594.6017 | 596112.6878
0.95 | 50000 | 1 | 1000 | 25 | 825000 | 200 | 300 | 0.01 | 0.1 | 151.62 | 274.22 | 112590 | 2.15 | 23 | 23 | 33792.48 | 41518.44 | 1251616.82 | 0.24088 | 0.1 | 565.9089 | 720514.57 | 0.0745 | 357693 | 3160366.6062 | 357692.5666 | 613089.9813 | 109.45 | 0 | 206634.4129 | 126924.2672 | 447115.7082 | 1133503.78 | 0 | 255397.4148 | 132818.1376 | 406455.5685
0.98 | 45000 | 1.5 | 2000 | 32.5 | 3000000 | 262.5 | 600 | 0.01 | 0.1 | 29.41 | 38.78 | 30988.125 | 2.82 | 30.03 | 30.03 | 44318.94 | 41518.44 | 1640600.7 | 0.00501 | 0.13 | 11.1328 | 14174.17 | 0.1312 | 9148 | 3289369.8029 | 9147.692 | 49081.2246 | 142.95 | 0 | 31693.029 | 30982.2882 | 11434.6149 | 1486593.36 | 0 | 39933.5326 | 22445.0568 | 17388.1956
0.98 | 42500 | 1.5 | 1250 | 25 | 825000 | 200 | 500 | 0.1 | 0.0325 | 283.23 | 644.81 | 379051 | 2.04 | 21.82 | 21.82 | 32057.87 | 112895.33 | 3228688.56 | 0.27979 | 0.09 | 675 | 834115.3 | 0.0599 | 196177 | 7258262.8581 | 196176.6 | 834932.0854 | 48.14 | 0 | 536472.9747 | 388144.1179 | 245220.75 | 1075319.54 | 0 | 638755.4854 | 278591.8019 | 298459.1106
0.99 | 47500 | 1 | 2000 | 40 | 3000000 | 387.5 | 200 | 0.0325 | 0.0775 | 93.02 | 187.81 | 73607.25 | 2.72 | 28.93 | 28.93 | 42686.64 | 51910.6 | 1975705.48 | 0.041621 | 0.13 | 93.1905 | 117799.06 | 0.1272 | 71494 | 4057372.7512 | 71494.2141 | 229700.145 | 104.82 | 0 | 126637.5517 | 83276.891 | 89367.7677 | 1431841.14 | 0 | 158205.9309 | 85984.3152 | 103062.5933
0.97 | 40000 | 1.5 | 1500 | 36.25 | 3000000 | 200 | 500 | 0.055 | 0.1 | 255.79 | 344.43 | 223373 | 2.28 | 24.37 | 24.37 | 35873.6 | 66084.99 | 2114120.13 | 0.1944 | 0.11 | 452.6863 | 567943.36 | 0.1169 | 414886 | 5037985.0472 | 414885.9384 | 880113.123 | 116.02 | 0 | 392943.7876 | 231853.1984 | 518607.423 | 1203310.81 | 0 | 465227.1846 | 196881.7709 | 487169.3354
0.95 | 40000 | 1 | 2000 | 28.75 | 100000 | 450 | 500 | 0.1 | 0.1 | 270.85 | 534.57 | 389167.5 | 2.16 | 23.08 | 23.08 | 33936.55 | 112895.33 | 3417274.6 | 0.23773 | 0.1 | 566.6667 | 700244.63 | 0.1242 | 411897 | 7985489.6129 | 411897.2557 | 1253888.1868 | 109.84 | 0 | 751108.1807 | 386367.2444 | 514871.5696 | 1138336.06 | 0 | 841990.9311 | 247541.7258 | 502780.0061
0.95 | 50000 | 3 | 2000 | 40 | 1550000 | 450 | 200 | 0.01 | 0.1 | 42.72 | 103.73 | 39970 | 2.82 | 30.02 | 30.02 | 44315.16 | 41518.44 | 1640470.13 | 0.005082 | 0.13 | 11.3794 | 14487.93 | 0.1453 | 11508 | 3277171.9869 | 11508.0467 | 65490.9694 | 142.93 | 0 | 38008.3719 | 44833.433 | 14385.0584 | 1486466.79 | 0 | 53982.9227 | 43510.6536 | 27482.5975
0.95 | 50000 | 2.5 | 1000 | 25 | 3000000 | 450 | 600 | 0.01 | 0.01 | 74.01 | 124.88 | 108232.5 | 1.8 | 19.46 | 19.46 | 28478.36 | 41518.44 | 1055489.06 | 0.35997 | 0.08 | 916.6667 | 1167099.23 | 0.0449 | 213079 | 2918943.3072 | 213078.6167 | 526536.3133 | 34.39 | 0 | 290412.7314 | 105355.2049 | 266348.2708 | 955251.65 | 0 | 313457.6966 | 62768.6819 | 236123.5818
0.95 | 50000 | 1.5 | 1750 | 40 | 3000000 | 200 | 500 | 0.01 | 0.0775 | 37.88 | 55.25 | 35201 | 2.81 | 29.92 | 29.92 | 44156.48 | 41518.44 | 1634577.88 | 0.008659 | 0.13 | 19.2285 | 24481.36 | 0.1165 | 14752 | 3281034.8864 | 14751.8028 | 63892.1155 | 108.39 | 0 | 38076.6014 | 36453.5963 | 18439.7535 | 1481144.12 | 0 | 49140.3127 | 30134.7635 | 25815.5141
0.98 | 40000 | 1 | 2000 | 25 | 100000 | 450 | 300 | 0.01 | 0.0325 | 76.73 | 116.89 | 69595.5 | 2.65 | 28.25 | 28.25 | 41657.64 | 41518.44 | 1542103.74 | 0.064714 | 0.12 | 143.4046 | 182582.24 | 0.0919 | 41678 | 3253462.6559 | 41677.9632 | 229821.0699 | 62.34 | 0 | 165314.8715 | 72839.8209 | 52097.454 | 1397325.24 | 0 | 188143.1067 | 62178.3639 | 64506.1984
0.99 | 45000 | 3 | 1000 | 40 | 3000000 | 200 | 500 | 0.055 | 0.1 | 198.28 | 356.18 | 217746 | 2.05 | 21.97 | 21.97 | 32258.74 | 66084.99 | 1901903.65 | 0.27529 | 0.1 | 663.3248 | 832212.15 | 0.1026 | 670826 | 4930201.5008 | 670825.5744 | 1045631.7079 | 104.55 | 0 | 311242.9137 | 224217.5397 | 838531.968 | 1082057.21 | 0 | 374806.1336 | 173130.2042 | 734388.7942
0.99 | 45000 | 3 | 1000 | 25 | 825000 | 262.5 | 300 | 0.0775 | 0.0775 | 275.36 | 856.26 | 329160 | 1.74 | 18.74 | 18.74 | 27448.46 | 85643.02 | 2095316.7 | 0.38388 | 0.08 | 950 | 1182821.16 | 0.0632 | 455515 | 5374116.2342 | 455515.31 | 1035291.3541 | 67.86 | 0 | 460966.3383 | 364106.1891 | 569394.1375 | 920705.84 | 0 | 579776.0441 | 323607.7197 | 574325.0159
0.95 | 50000 | 2 | 1500 | 25 | 3000000 | 450 | 200 | 0.01 | 0.1 | 80.5 | 144.9 | 65205 | 2.66 | 28.4 | 28.4 | 41877.25 | 41518.44 | 1550245.11 | 0.059775 | 0.12 | 132.5572 | 168771.78 | 0.0959 | 83785 | 3250025.7322 | 83785.0945 | 223949.4385 | 135.17 | 0 | 114333.6413 | 71826.9371 | 104731.3682 | 1404691.73 | 0 | 140164.3439 | 70356.3291 | 109615.7971
0.95 | 50000 | 1.5 | 1000 | 32.5 | 2275000 | 387.5 | 600 | 0.01 | 0.0775 | 47.2 | 62.24 | 55634 | 2.31 | 24.67 | 24.67 | 36295.58 | 41518.44 | 1344085.44 | 0.18482 | 0.11 | 429.219 | 546481.3 | 0.0739 | 267548 | 3210292.6391 | 267547.9411 | 419609.4254 | 89.37 | 0 | 138834.6717 | 54619.812 | 334434.9263 | 1217465.33 | 0 | 152061.4843 | 36026.5068 | 280774.7537
0.97 | 50000 | 3 | 2000 | 40 | 825000 | 325 | 600 | 0.1 | 0.01 | 262.8 | 636.1 | 467070 | 1.71 | 18.48 | 18.48 | 27046.2 | 112895.33 | 2722902.22 | 0.39268 | 0.08 | 1000 | 1235726.4 | 0.098 | 371919 | 7393057.5205 | 371919.04 | 1634919.1954 | 32.66 | 0 | 1164902.9095 | 458958.3554 | 464898.8 | 907212.56 | 0 | 1263000.1554 | 267192.1949 | 470016.286
0.98 | 50000 | 1.5 | 1000 | 28.75 | 3000000 | 450 | 400 | 0.0325 | 0.0775 | 118.72 | 297.68 | 172496 | 1.95 | 21.01 | 21.01 | 30808.8 | 51910.6 | 1426996.69 | 0.3078 | 0.09 | 750 | 948050.29 | 0.0685 | 413560 | 3772844.7706 | 413559.9525 | 760118.3374 | 76.08 | 0 | 301371.5917 | 176292.7099 | 516949.9406 | 1033421.92 | 0 | 346558.3849 | 123077.4457 | 458746.7458
0.99 | 50000 | 3 | 1500 | 40 | 100000 | 325 | 600 | 0.055 | 0.0775 | 150.07 | 273.75 | 213022.75 | 2.14 | 22.91 | 22.91 | 33665.67 | 66084.99 | 1984768.48 | 0.24371 | 0.1 | 581.8186 | 729953.58 | 0.1058 | 446362 | 5001735.5042 | 446361.7526 | 956328.5439 | 82.98 | 0 | 461506.2187 | 210021.0218 | 557952.1908 | 1129250.25 | 0 | 509966.7912 | 131994.396 | 494822.3251
0.99 | 42500 | 3 | 2000 | 28.75 | 2275000 | 450 | 300 | 0.01 | 0.0325 | 77.83 | 123.79 | 72160.5 | 2.66 | 28.39 | 28.39 | 41867.59 | 41518.44 | 1549893.96 | 0.05999 | 0.12 | 132.9784 | 169307.92 | 0.0952 | 44445 | 3259637.4805 | 44444.948 | 226989.6346 | 62.65 | 0 | 158947.8139 | 75624.4875 | 55556.185 | 1404367.78 | 0 | 182544.6866 | 64271.939 | 68041.8207
0.95 | 50000 | 2 | 2000 | 40 | 100000 | 200 | 200 | 0.1 | 0.01 | 312.14 | 2014.11 | 465250 | 1.83 | 19.59 | 19.59 | 28762.29 | 112895.33 | 2894999 | 0.35401 | 0.08 | 833.3333 | 1029772.16 | 0.098 | 309933 | 7168475.988 | 309932.5333 | 1557177.5308 | 34.62 | 0 | 1024453.4134 | 577210.1641 | 387415.6667 | 964775.53 | 0 | 1247244.9975 | 606828.1709 | 532724.1174
0.97 | 40000 | 2 | 2000 | 36.25 | 1550000 | 450 | 200 | 0.1 | 0.055 | 283.29 | 1769.41 | 481362.5 | 1.94 | 20.81 | 20.81 | 30566.86 | 112895.33 | 3077503.39 | 0.31333 | 0.09 | 733.3333 | 906199.79 | 0.1101 | 393423 | 7469657.905 | 393422.9127 | 1550967.5669 | 58.32 | 0 | 960288.6611 | 567914.0009 | 491778.6408 | 1025306.42 | 0 | 1157544.6542 | 537275.6515 | 590678.9058
0.98 | 50000 | 2 | 2000 | 25 | 825000 | 200 | 600 | 0.055 | 0.0775 | 167.76 | 297.68 | 212160 | 2.14 | 22.88 | 22.88 | 33618.77 | 66084.99 | 1981941.26 | 0.24479 | 0.1 | 583.8208 | 732466.06 | 0.1059 | 279936 | 4986168.9109 | 279936.1214 | 961899.6117 | 82.86 | 0 | 628494.666 | 212547.1589 | 349920.1517 | 1127676.77 | 0 | 681963.4904 | 145635.6128 | 333404.9457
0.96 | 45000 | 2 | 1000 | 36.25 | 3000000 | 200 | 300 | 0.01 | 0.01 | 157.27 | 347.74 | 135776 | 1.91 | 20.56 | 20.56 | 30147.48 | 41518.44 | 1116685.38 | 0.32274 | 0.09 | 783.3333 | 997339.98 | 0.0527 | 264024 | 2946568.0647 | 264023.7768 | 594595.3184 | 36.34 | 0 | 274646.5035 | 152738.5033 | 330029.721 | 1011239.06 | 0 | 330571.5416 | 152325.7206 | 319948.815
0.99 | 42500 | 1 | 2000 | 40 | 100000 | 325 | 300 | 0.1 | 0.0325 | 281.17 | 1107.36 | 423588.25 | 2.11 | 22.61 | 22.61 | 33265.04 | 112895.33 | 3348979.42 | 0.25287 | 0.1 | 591.6667 | 731137.72 | 0.1048 | 275132 | 7668469.3203 | 275131.6267 | 1214832.9385 | 49.89 | 0 | 798707.9728 | 463976.5801 | 343914.5333 | 1115811.62 | 0 | 939701.3118 | 384030.35 | 416124.9656
0.99 | 50000 | 3 | 2000 | 36.25 | 3000000 | 450 | 500 | 0.055 | 0.1 | 102.35 | 149.47 | 120792.5 | 2.61 | 27.81 | 27.81 | 40993.5 | 66084.99 | 2415375.27 | 0.079638 | 0.12 | 179.2339 | 224868.58 | 0.1382 | 164267 | 5151826.7252 | 164267.4386 | 428172.4979 | 132.37 | 0 | 233997.8132 | 119793.5327 | 205334.2983 | 1375047.88 | 0 | 263905.0593 | 81459.8072 | 194174.6848
0.99 | 40000 | 3 | 2000 | 40 | 100000 | 450 | 200 | 0.01 | 0.1 | 42.72 | 103.73 | 39970 | 2.82 | 30.02 | 30.02 | 44315.16 | 41518.44 | 1640470.13 | 0.005082 | 0.13 | 11.3794 | 14487.93 | 0.1453 | 11508 | 3277171.9869 | 11508.0467 | 65490.9694 | 142.93 | 0 | 38008.3719 | 44833.433 | 14385.0584 | 1486466.79 | 0 | 53982.9227 | 43510.6536 | 27482.5975
0.95 | 40000 | 1 | 1000 | 40 | 100000 | 450 | 200 | 0.0775 | 0.1 | 270.54 | 1081.82 | 338107 | 2.14 | 22.86 | 22.86 | 33637.23 | 85643.02 | 2568924.31 | 0.24453 | 0.1 | 566.6667 | 705542.03 | 0.1026 | 573074 | 6036758.1376 | 573074.4427 | 1091954.9101 | 108.81 | 0 | 381838.8545 | 390235.2908 | 716343.0533 | 1128296.25 | 0 | 518880.4674 | 373266.8434 | 710116.0556
0.96 | 47500 | 2 | 1000 | 25 | 100000 | 450 | 500 | 0.0775 | 0.01 | 186.88 | 473.74 | 320966 | 1.9 | 20.41 | 20.41 | 29934.79 | 85643.02 | 2286592.96 | 0.32768 | 0.09 | 808.3333 | 1006435.65 | 0.0449 | 187897 | 5443354.0688 | 187896.5983 | 690318.378 | 36.08 | 0 | 430857.6832 | 318913.2188 | 234870.7479 | 1004104.95 | 0 | 502421.7797 | 194922.5772 | 259460.6948
0.96 | 50000 | 1 | 1000 | 40 | 100000 | 450 | 600 | 0.0325 | 0.055 | 99.99 | 185.15 | 156085.5 | 2.05 | 21.97 | 21.97 | 32244.66 | 51910.6 | 1493571.14 | 0.27551 | 0.1 | 666.6667 | 842711.89 | 0.0715 | 394656 | 3850586.1907 | 394656.2133 | 697900.0683 | 61.56 | 0 | 270722.331 | 151896.5883 | 493320.2667 | 1081585.08 | 0 | 303243.855 | 88580.4415 | 427177.7373
0.95 | 42500 | 1 | 2000 | 28.75 | 2275000 | 450 | 200 | 0.01 | 0.1 | 47.57 | 118.52 | 45110.5 | 2.81 | 29.94 | 29.94 | 44188.71 | 41518.44 | 1635778.55 | 0.007924 | 0.13 | 17.6991 | 22534.69 | 0.1242 | 12865 | 3273245.5931 | 12865.095 | 77770.3318 | 142.53 | 0 | 46863.7889 | 50674.4016 | 16081.3687 | 1482225.12 | 0 | 64905.2368 | 49140.3608 | 30906.5429
0.95 | 40000 | 1.5 | 1000 | 25 | 825000 | 387.5 | 500 | 0.055 | 0.0775 | 162.76 | 341.78 | 233959.5 | 2.06 | 22.12 | 22.12 | 32487.63 | 66084.99 | 1915326.58 | 0.27017 | 0.1 | 650 | 815494.8 | 0.0632 | 311668 | 4610721.6288 | 311668.37 | 693226.7674 | 80.12 | 0 | 325210.3014 | 233994.8124 | 389585.4625 | 1089734.9 | 0 | 381558.3974 | 153478.0239 | 368016.4661
0.99 | 40000 | 2.5 | 1000 | 28.75 | 3000000 | 200 | 600 | 0.0775 | 0.055 | 252.17 | 450.49 | 320728 | 1.89 | 20.34 | 20.34 | 29823.1 | 85643.02 | 2278318.67 | 0.33012 | 0.09 | 816.6667 | 1016810.95 | 0.0592 | 347482 | 5582962.5525 | 347482.4628 | 854136.4468 | 56.97 | 0 | 426026.1311 | 321253.5823 | 434353.0785 | 1000358.52 | 0 | 506653.984 | 219609.9672 | 428110.3157
0.95 | 40000 | 1 | 2000 | 40 | 2275000 | 387.5 | 300 | 0.0325 | 0.01 | 121.33 | 223.21 | 113978.375 | 2.4 | 25.63 | 25.63 | 37735.29 | 51910.6 | 1746818.52 | 0.15263 | 0.11 | 348.2706 | 440237.3 | 0.098 | 129528 | 3994913.4334 | 129528.4753 | 531232.0511 | 45.31 | 0 | 362364.6177 | 121679.4383 | 161910.5941 | 1265757.74 | 0 | 401703.5758 | 107149.4156 | 168867.4334
0.95 | 47500 | 1 | 1750 | 40 | 100000 | 450 | 200 | 0.1 | 0.01 | 273.73 | 1635.94 | 450366.5 | 2.05 | 21.92 | 21.92 | 32228.22 | 112895.33 | 3245060.13 | 0.27597 | 0.1 | 641.6667 | 792924.82 | 0.0873 | 238648 | 7373829.3127 | 238648.0507 | 1192308.4359 | 38.76 | 0 | 769287.9022 | 530297.3169 | 298310.0633 | 1081033.54 | 0 | 953660.3852 | 502184.2146 | 423020.5337
0.99 | 50000 | 1 | 1000 | 40 | 1550000 | 450 | 200 | 0.055 | 0.1 | 239.96 | 679.81 | 243944 | 2.03 | 21.78 | 21.78 | 32004.98 | 66084.99 | 1886583.94 | 0.28107 | 0.09 | 666.6667 | 836405.18 | 0.1026 | 674205 | 4863981.6356 | 674205.2267 | 1101684.2473 | 103.67 | 0 | 329549.0043 | 276131.7539 | 842756.5333 | 1073545.51 | 0 | 427479.0206 | 266736.7032 | 772135.2429
0.97 | 47500 | 1.5 | 1500 | 28.75 | 100000 | 262.5 | 400 | 0.01 | 0.0775 | 81.02 | 106.84 | 64003.75 | 2.63 | 28.03 | 28.03 | 41322.53 | 41518.44 | 1529660.21 | 0.072259 | 0.12 | 160.1126 | 203855.27 | 0.0899 | 88288 | 3246324.3968 | 88288.1878 | 238484.5962 | 101.53 | 0 | 127491.6126 | 67653.3585 | 110360.2347 | 1386084.62 | 0 | 150196.4084 | 61842.1462 | 110992.9836
0.99 | 40000 | 2.5 | 2000 | 32.5 | 100000 | 450 | 600 | 0.1 | 0.0775 | 252.62 | 532.83 | 433377 | 1.89 | 20.36 | 20.36 | 29856.43 | 112895.33 | 3006228.88 | 0.32945 | 0.09 | 816.6667 | 1009176.46 | 0.1166 | 509058 | 7774038.9116 | 509058.3377 | 1587303.57 | 73.71 | 0 | 990587.9946 | 421611.0957 | 636322.9221 | 1001476.33 | 0 | 1078245.2323 | 238756.2415 | 596715.5754
0.99 | 42500 | 2 | 1750 | 28.75 | 825000 | 325 | 500 | 0.1 | 0.01 | 274.13 | 681.91 | 430047.25 | 1.95 | 20.89 | 20.89 | 30672.12 | 112895.33 | 3088975.56 | 0.31095 | 0.09 | 758.3333 | 937092.88 | 0.0795 | 202715 | 7358985.8568 | 202715.2476 | 1135972.1599 | 36.93 | 0 | 829378.5475 | 432918.7407 | 253394.0595 | 1028837.35 | 0 | 933256.9123 | 282938.5068 | 306593.6124
0.98 | 45000 | 2.5 | 1500 | 32.5 | 3000000 | 262.5 | 300 | 0.1 | 0.1
0.99 | 40000 | 3 | 1750 | 32.5 | 3000000 | 387.5 | 200 | 0.1 | 0.01
0.97 | 50000 | 3 | 1250 | 28.75 | 100000 | 200 | 300 | 0.055 | 0.1
0.99 | 40000 | 2 | 2000 | 28.75 | 3000000 | 387.5 | 200 | 0.0775 | 0.1
0.95 | 40000 | 3 | 2000 | 40 | 2275000 | 450 | 600 | 0.01 | 0.01
0.98 | 40000 | 3 | 1000 | 28.75 | 3000000 | 262.5 | 500 | 0.01 | 0.1
0.99 | 45000 | 1 | 1000 | 28.75 | 3000000 | 387.5 | 400 | 0.01 | 0.01
0.96 | 45000 | 1.5 | 1000 | 25 | 2275000 | 325 | 200 | 0.0775 | 0.1
0.98 | 50000 | 1 | 1750 | 36.25 | 2275000 | 387.5 | 600 | 0.055 | 0.055
0.95 | 47500 | 1.5 | 1500 | 25 | 825000 | 200 | 600 | 0.0325 | 0.0325
0.99 | 50000 | 2.5 | 1000 | 40 | 3000000 | 450 | 600 | 0.1 | 0.1
0.99 | 42500 | 2.5 | 1000 | 28.75 | 1550000 | 450 | 200 | 0.1 | 0.01
0.96 | 45000 | 1 | 1000 | 40 | 100000 | 262.5 | 200 | 0.0325 | 0.01
0.97 | 40000 | 3 | 1000 | 28.75 | 100000 | 325 | 400 | 0.1 | 0.055
0.98 | 42500 | 3 | 2000 | 36.25 | 3000000 | 325 | 600 | 0.0775 | 0.0325
0.96 | 50000 | 2.5 | 1000 | 25 | 3000000 | 200 | 200 | 0.1 | 0.055
0.99 | 40000 | 1.5 | 1500 | 40 | 3000000 | 450 | 400 | 0.055 | 0.055
0.95 | 45000 | 1 | 2000 | 25 | 100000 | 200 | 600 | 0.01 | 0.1
0.96 | 45000 | 2.5 | 1250 | 25 | 2275000 | 200 | 500 | 0.01 | 0.1
0.95 | 50000 | 3 | 1500 | 25 | 100000 | 325 | 200 | 0.1 | 0.01
0.95 | 50000 | 3 | 2000 | 25 | 3000000 | 200 | 600 | 0.1 | 0.1
0.96 | 50000 | 1 | 1500 | 25 | 825000 | 325 | 500 | 0.0775 | 0.0775
0.99 | 50000 | 3 | 1000 | 25 | 3000000 | 450 | 200 | 0.01 | 0.01
0.95 | 50000 | 2 | 2000 | 32.5 | 3000000 | 200 | 600 | 0.0775 | 0.055
0.99 | 42500 | 3 | 1000 | 25 | 100000 | 450 | 200 | 0.01 | 0.1
0.98 | 45000 | 1 | 2000 | 28.75 | 3000000 | 262.5 | 500 | 0.055 | 0.0325
0.99 | 40000 | 1 | 1000 | 40 | 100000 | 200 | 600 | 0.1 | 0.01
0.98 | 50000 | 2.5 | 1500 | 36.25 | 100000 | 450 | 500 | 0.1 | 0.01
0.99 | 40000 | 3 | 1250 | 25 | 825000 | 262.5 | 500 | 0.01 | 0.01
0.98 | 50000 | 3 | 2000 | 25 | 825000 | 387.5 | 200 | 0.01 | 0.1
0.96 | 40000 | 3 | 1500 | 32.5 | 825000 | 450 | 200 | 0.0325 | 0.1
0.98 | 47500 | 1.5 | 1250 | 28.75 | 2275000 | 200 | 200 | 0.0325 | 0.0775
0.95 | 45000 | 2 | 2000 | 32.5 | 100000 | 387.5 | 200 | 0.0325 | 0.0775
0.97 | 40000 | 1 | 1000 | 36.25 | 3000000 | 387.5 | 600 | 0.0775 | 0.0775
0.96 | 40000 | 1.5 | 1250 | 32.5 | 1550000 | 450 | 600 | 0.1 | 0.0325
0.98 | 40000 | 2 | 1000 | 36.25 | 3000000 | 450 | 500 | 0.01 | 0.01
0.99 | 50000 | 1 | 2000 | 40 | 3000000 | 450 | 400 | 0.1 | 0.01
0.97 | 50000 | 1 | 2000 | 25 | 3000000 | 200 | 200 | 0.01 | 0.0775
0.99 | 50000 | 3 | 1000 | 32.5 | 1550000 | 387.5 | 500 | 0.0325 | 0.0325
0.95 | 40000 | 3 | 2000 | 25 | 100000 | 200 | 200 | 0.1 | 0.1
0.99 | 47500 | 2.5 | 2000 | 40 | 825000 | 450 | 600 | 0.01 | 0.055
0.99 | 40000 | 1.5 | 1000 | 32.5 | 100000 | 450 | 400 | 0.0325 | 0.0325
0.99 | 47500 | 3 | 1000 | 40 | 100000 | 450 | 200 | 0.1 | 0.01
0.99 | 42500 | 1 | 2000 | 36.25 | 1550000 | 200 | 500 | 0.055 | 0.0775
0.99 | 40000 | 1 | 1000 | 40 | 3000000 | 450 | 200 | 0.0325 | 0.01
0.97 | 50000 | 3 | 2000 | 40 | 100000 | 450 | 200 | 0.01 | 0.01
0.98 | 47500 | 1 | 1250 | 36.25 | 825000 | 387.5 | 300 | 0.0775 | 0.01
0.98 | 47500 | 2.5 | 2000 | 36.25 | 2275000 | 200 | 500 | 0.1 | 0.055
0.95 | 50000 | 1 | 2000 | 25 | 100000 | 200 | 200 | 0.01 | 0.01
0.95 | 50000 | 1 | 1250 | 36.25 | 100000 | 200 | 600 | 0.1 | 0.01
0.96 | 50000 | 2 | 2000 | 36.25 | 2275000 | 262.5 | 200 | 0.0325 | 0.1
0.98 | 50000 | 2.5 | 1000 | 32.5 | 2275000 | 262.5 | 300 | 0.1 | 0.01
0.95 | 45000 | 3 | 1000 | 28.75 | 825000 | 200 | 600 | 0.01 | 0.01
0.95 | 42500 | 1.5 | 1000 | 28.75 | 3000000 | 450 | 200 | 0.0325 | 0.0325
0.99 | 50000 | 2 | 1250 | 40 | 3000000 | 387.5 | 200 | 0.1 | 0.0325
0.98 | 40000 | 3 | 1500 | 36.25 | 2275000 | 200 | 400 | 0.0325 | 0.01
0.96 | 50000 | 2.5 | 1250 | 40 | 2275000 | 325 | 300 | 0.0775 | 0.1
0.99 | 45000 | 2 | 1250 | 40 | 2275000 | 387.5 | 600 | 0.0775 | 0.01
0.99 | 40000 | 3 | 2000 | 28.75 | 100000 | 200 | 600 | 0.055 | 0.1
0.95 | 42500 | 1 | 1500 | 28.75 | 100000 | 387.5 | 500 | 0.01 | 0.0325
0.99 | 50000 | 3 | 1000 | 32.5 | 3000000 | 325 | 200 | 0.055 | 0.0775
0.95 | 50000 | 1.5 | 1000 | 40 | 3000000 | 200 | 200 | 0.1 | 0.1
0.96 | 40000 | 2.5 | 2000 | 32.5 | 2275000 | 262.5 | 600 | 0.1 | 0.01
0.96 | 47500 | 2.5 | 1000 | 28.75 | 825000 | 325 | 500 | 0.0325 | 0.1
0.95 | 40000 | 3 | 2000 | 28.75 | 2275000 | 325 | 300 | 0.0775 | 0.055
0.96 | 42500 | 2.5 | 1750 | 40 | 2275000 | 262.5 | 500 | 0.0325 | 0.0325
0.97 | 47500 | 1 | 1000 | 36.25 | 100000 | 200 | 200 | 0.1 | 0.1
0.96 | 40000 | 2.5 | 1000 | 28.75 | 1550000 | 262.5 | 300 | 0.01 | 0.055
0.99 | 50000 | 2.5 | 1750 | 25 | 3000000 | 262.5 | 400 | 0.0325 | 0.0775
0.97 | 42500 | 2.5 | 1250 | 25 | 825000 | 450 | 600 | 0.0325 | 0.055
0.95 | 47500 | 1.5 | 1250 | 28.75 | 3000000 | 262.5 | 500 | 0.0775 | 0.055
0.96 | 50000 | 3 | 1500 | 32.5 | 100000 | 450 | 400 | 0.01 | 0.055
0.95 | 47500 | 3 | 1750 | 36.25 | 825000 | 262.5 | 600 | 0.0325 | 0.0775
0.99 | 40000 | 1 | 1000 | 40 | 100000 | 200 | 200 | 0.01 | 0.01
0.95 | 50000 | 3 | 1000 | 40 | 100000 | 450 | 200 | 0.1 | 0.01
0.98 | 40000 | 1 | 1000 | 40 | 3000000 | 450 | 200 | 0.1 | 0.1
0.96 | 40000 | 2 | 2000 | 40 | 100000 | 325 | 600 | 0.055 | 0.1
0.95 | 42500 | 3 | 1500 | 36.25 | 100000 | 387.5 | 300 | 0.1 | 0.01
0.95 | 40000 | 1.5 | 1750 | 40 | 100000 | 450 | 300 | 0.01 | 0.1
0.97 | 45000 | 3 | 1250 | 25 | 3000000 | 387.5 | 300 | 0.0775 | 0.01
0.95 | 40000 | 1 | 2000 | 25 | 3000000 | 450 | 600 | 0.1 | 0.01
0.97 | 40000 | 2.5 | 2000 | 40 | 2275000 | 387.5 | 500 | 0.01 | 0.0775
0.96 | 40000 | 3 | 2000 | 25 | 3000000 | 450 | 200 | 0.1 | 0.1
0.99 | 45000 | 3 | 1000 | 40 | 3000000 | 262.5 | 200 | 0.01 | 0.01
0.95 | 50000 | 3 | 1000 | 25 | 1550000 | 387.5 | 600 | 0.1 | 0.0775
0.97 | 47500 | 1.5 | 1750 | 36.25 | 2275000 | 450 | 300 | 0.0325 | 0.0325
0.99 | 50000 | 1 | 1750 | 32.5 | 1550000 | 325 | 300 | 0.01 | 0.1
0.96 | 45000 | 1 | 1750 | 40 | 3000000 | 450 | 600 | 0.01 | 0.01
0.98 | 40000 | 1 | 2000 | 40 | 3000000 | 450 | 600 | 0.1 | 0.1
0.97 | 47500 | 2.5 | 1250 | 40 | 3000000 | 387.5 | 600 | 0.0325 | 0.1
0.96 | 47500 | 2.5 | 2000 | 32.5 | 1550000 | 387.5 | 600 | 0.1 | 0.1
0.97 | 50000 | 3 | 1500 | 28.75 | 3000000 | 262.5 | 400 | 0.01 | 0.055
0.99 | 40000 | 1 | 1000 | 40 | 3000000 | 450 | 600 | 0.01 | 0.1
0.97 | 42500 | 1 | 1750 | 36.25 | 825000 | 387.5 | 300 | 0.0775 | 0.0775
0.95 | 40000 | 1 | 1000 | 25 | 3000000 | 200 | 200 | 0.01 | 0.0775
0.95 | 50000 | 3 | 1000 | 40 | 3000000 | 450 | 300 | 0.01 | 0.055
0.99 | 42500 | 1 | 1500 | 25 | 3000000 | 200 | 300 | 0.0775 | 0.1
0.96 | 40000 | 1 | 1500 | 36.25 | 3000000 | 325 | 200 | 0.01 | 0.055
0.95 | 50000 | 1 | 2000 | 25 | 1550000 | 262.5 | 600 | 0.1 | 0.0325
0.98 | 47500 | 1 | 2000 | 25 | 100000 | 450 | 600 | 0.1 | 0.01
0.97 | 40000 | 1 | 1250 | 25 | 3000000 | 450 | 400 | 0.01 | 0.1
0.97 | 40000 | 1 | 1250 | 28.75 | 825000 | 387.5 | 200 | 0.0325 | 0.01
0.95 | 40000 | 3 | 1000 | 25 | 2275000 | 450 | 600 | 0.01 | 0.1
0.95 | 47500 | 3 | 1000 | 32.5 | 100000 | 262.5 | 200 | 0.01 | 0.055
0.95 | 50000 | 1 | 1000 | 25 | 3000000 | 450 | 600 | 0.1 | 0.1
0.96 | 42500 | 1.5 | 1750 | 36.25 | 100000 | 262.5 | 600 | 0.1 | 0.055
0.99 | 50000 | 3 | 1000 | 25 | 3000000 | 200 | 200 | 0.01 | 0.1
0.96 | 50000 | 1 | 2000 | 25 | 3000000 | 387.5 | 600 | 0.0325 | 0.01
0.99 | 50000 | 2 | 1000 | 36.25 | 825000 | 200 | 200 | 0.01 | 0.0325
0.95 | 47500 | 1.5 | 1500 | 40 | 3000000 | 387.5 | 500 | 0.1 | 0.01
0.95 | 45000 | 1 | 1250 | 25 | 2275000 | 450 | 400 | 0.1 | 0.055
0.95 | 40000 | 1 | 1000 | 25 | 100000 | 387.5 | 200 | 0.1 | 0.01
0.95 | 40000 | 1 | 2000 | 40 | 3000000 | 450 | 600 | 0.01 | 0.1
0.95 | 50000 | 1 | 2000 | 40 | 100000 | 200 | 400 | 0.055 | 0.1
0.99 | 40000 | 1 | 2000 | 25 | 1550000 | 200 | 200 | 0.1 | 0.01
0.99 | 40000 | 1 | 1000 | 25 | 825000 | 200 | 600 | 0.01 | 0.1
0.99 | 50000 | 1 | 1500 | 40 | 100000 | 450 | 200 | 0.01 | 0.0775
0.96 | 50000 | 1 | 1000 | 28.75 | 3000000 | 325 | 200 | 0.01 | 0.01
0.95 | 45000 | 1 | 1500 | 25 | 2275000 | 262.5 | 300 | 0.01 | 0.01
0.98 | 50000 | 1.5 | 1000 | 32.5 | 825000 | 200 | 600 | 0.0775 | 0.1
0.97 | 50000 | 1.5 | 1000 | 40 | 3000000 | 262.5 | 500 | 0.0775 | 0.0325
0.95 | 50000 | 3 | 2000 | 25 | 100000 | 450 | 600 | 0.0325 | 0.1
0.99 | 50000 | 2 | 1500 | 40 | 3000000 | 450 | 400 | 0.01 | 0.01
0.98 | 40000 | 1.5 | 2000 | 28.75 | 825000 | 262.5 | 300 | 0.1 | 0.1
0.96 | 50000 | 3 | 1000 | 28.75 | 3000000 | 450 | 400 | 0.1 | 0.1
0.97 | 40000 | 3 | 1250 | 36.25 | 1550000 | 262.5 | 600 | 0.0775 | 0.0775
0.99 | 47500 | 2.5 | 1000 | 36.25 | 825000 | 450 | 300 | 0.01 | 0.1
0.95 | 45000 | 1 | 1250 | 36.25 | 3000000 | 325 | 300 | 0.0325 | 0.1
0.99 | 50000 | 1.5 | 2000 | 25 | 1550000 | 387.5 | 400 | 0.0775 | 0.01
0.99 | 47500 | 3 | 1500 | 40 | 2275000 | 450 | 400 | 0.1 | 0.055
0.99 | 40000 | 1.5 | 2000 | 40 | 3000000 | 200 | 600 | 0.0775 | 0.01
0.95 | 40000 | 3 | 1000 | 25 | 3000000 | 200 | 400 | 0.0775 | 0.1
0.99 | 50000 | 1 | 2000 | 40 | 100000 | 200 | 600 | 0.01 | 0.1
0.97 | 50000 | 3 | 1000 | 40 | 1550000 | 200 | 200 | 0.01 | 0.0775
0.99 | 47500 | 1 | 1250 | 25 | 100000 | 325 | 200 | 0.0325 | 0.0325
0.97 | 45000 | 1 | 1250 | 40 | 3000000 | 200 | 600 | 0.1 | 0.0775
0.95 | 40000 | 1 | 1000 | 40 | 1550000 | 262.5 | 500 | 0.1 | 0.1
0.98 | 50000 | 1 | 2000 | 36.25 | 825000 | 262.5 | 500 | 0.01 | 0.01
0.95 | 40000 | 1.5 | 1000 | 40 | 3000000 | 200 | 600 | 0.01 | 0.055
0.95 | 42500 | 1.5 | 1500 | 40 | 1550000 | 450 | 600 | 0.055 | 0.1
0.99 | 47500 | 1 | 1000 | 25 | 3000000 | 200 | 200 | 0.1 | 0.01
0.99 | 40000 | 1.5 | 2000 | 32.5 | 2275000 | 450 | 600 | 0.0325 | 0.01
0.95 | 42500 | 1 | 1750 | 40 | 2275000 | 200 | 400 | 0.1 | 0.01
0.99 | 50000 | 1 | 2000 | 25 | 3000000 | 450 | 600 | 0.01 | 0.055
0.97 | 40000 | 1.5 | 1250 | 40 | 825000 | 262.5 | 300 | 0.1 | 0.01
0.95 | 42500 | 2.5 | 1250 | 28.75 | 100000 | 325 | 300 | 0.01 | 0.1
0.95 | 50000 | 3 | 1000 | 36.25 | 3000000 | 200 | 600 | 0.01 | 0.1
0.95 | 50000 | 2.5 | 1750 | 36.25 | 100000 | 387.5 | 500 | 0.1 | 0.1
0.95 | 40000 | 2.5 | 1500 | 25 | 825000 | 325 | 600 | 0.1 | 0.1
0.97 | 45000 | 1 | 2000 | 28.75 | 3000000 | 387.5 | 200 | 0.1 | 0.01
0.95 | 40000 | 2.5 | 1250 | 32.5 | 3000000 | 325 | 600 | 0.0325 | 0.01